## PACKING
ROW | UNIT | ITEM CODE | TAG NO. | CATEGORY 1 | CATEGORY 2 | DESCRIPTION | SIZE | Packing no. | HYPER LINK | VENDOR | P/L QTY | QTY UNIT | Final Balance | REMARK | MIV NO 1 | MIV Subcontractor 1 | MIV Send Date 1 | MIV Request 1 | MIV Issue 1 | MIV Remark 1 | MIV NO 2 | MIV Subcontractor 2 | MIV Send Date 2 | MIV Request 2 | MIV Issue 2 | MIV Remark 2 | MIV NO 3 | MIV Subcontractor 3 | MIV Send Date 3 | MIV Request 3 | MIV Issue 3 | MIV Remark 3 | MIV NO 4 | MIV Subcontractor 4 | MIV Send Date 4 | MIV Request 4 | MIV Issue 4 | MIV Remark 4 | MIV NO 5 | MIV Subcontractor 5 | MIV Send Date 5 | MIV Request 5 | MIV Issue 5 | MIV Remark 5 | MIV NO 6 | MIV Subcontractor 6 | MIV Send Date 6 | MIV Request 6 | MIV Issue 6 | MIV Remark 6 | MIV NO 7 | MIV Subcontractor 7 | MIV Send Date 7 | MIV Request 7 | MIV Issue 7 | MIV Remark 7 | MIV NO 8 | MIV Subcontractor 8 | MIV Send Date 8 | MIV Request 8 | MIV Issue 8 | MIV Remark 8 | MRV NO | MRV Subcontractor | MRV Send Date | MRV Request | MRV Issue | MRV Remark | MIV | Component
1 | 45 | EREFP12 | U45-V-04-1-A9-06 | Cable | Earthing | Earth Cable NYA-70 mm2 rm Yellow/Green (Drum No.: 10-99167) | 1*70 | 1071-O2-EL-PO-002-6002-A0-0-001 | OPEN PACKING LIST | Kerman Cable Industries | 1030 | meter | 1030 | Abad Rahan | [54 empty] | 0
2 | 45 | EREFP12 | U45-V-04-1-A9-07 | Cable | Earthing | Earth Cable NYA-70 mm2 rm Yellow/Green (Drum No.: 10-99168) | 1*70 | 1071-O2-EL-PO-002-6002-A0-0-001 | OPEN PACKING LIST | Kerman Cable Industries | 1030 | meter | 1030 | Abad Rahan | [54 empty] | 0
3 | 45 | EREFP12 | U45-V-04-1-A9-08 | Cable | Earthing | Earth Cable NYA-70 mm2 rm Yellow/Green (Drum No.: 10-99169) | 1*70 | 1071-O2-EL-PO-002-6002-A0-0-001 | OPEN PACKING LIST | Kerman Cable Industries | 1030 | meter | 1030 | Abad Rahan | [54 empty] | 0
4 | 45 | EREFP12 | U45-V-04-1-A9-09 | Cable | Earthing | Earth Cable NYA-70 mm2 rm Yellow/Green (Drum No.: 10-99170) | 1*70 | 1071-O2-EL-PO-002-6002-A0-0-001 | OPEN PACKING LIST | Kerman Cable Industries | 1030 | meter | 1030 | Abad Rahan | [54 empty] | 0
5 | 45 | EREFP12 | U45-V-04-1-A9-10 | Cable | Earthing | Earth Cable NYA-70 mm2 rm Yellow/Green (Drum No.: 10-99171) | 1*70 | 1071-O2-EL-PO-002-6002-A0-0-001 | OPEN PACKING LIST | Kerman Cable Industries | 1030 | meter | 1030 | Abad Rahan | [54 empty] | 0
6 | 51 | EREFP12 | U51-V-04-1-A9-05 | Cable | Earthing | Earth Cable NYA-70 mm2 rm Yellow/Green (Drum No.: 10-99176) | 1*70 | 1071-O2-EL-PO-002-6002-A0-0-001 | OPEN PACKING LIST | Kerman Cable Industries | 1029 | meter | 0 |  | ODCC-EL-IGC-0048 | IGC | 2020-12-13 | 1029 | 1029 | [49 empty] | 1029
7 | 51 | EREFP12 | U51-V-04-1-A9-04 | Cable | Earthing | Earth Cable NYA-70 mm2 rm Yellow/Green (Drum No.: 10-99177) | 1*70 | 1071-O2-EL-PO-002-6002-A0-0-001 | OPEN PACKING LIST | Kerman Cable Industries | 1029 | meter | 0 |  | ODCC-EL-IGC-0108 | IGC | 2021-05-28 | 1029 | 1029 | [49 empty] | 1029
8 | 51 | EREFP12 | U51-V-04-1-A9-03 | Cable | Earthing | Earth Cable NYA-70 mm2 rm Yellow/Green (Drum No.: 10-99178) | 1*70 | 1071-O2-EL-PO-002-6002-A0-0-001 | OPEN PACKING LIST | Kerman Cable Industries | 1029 | meter | 0 |  | ODCC-EL-IGC-0166 | IGC | 2021-11-04 | 1029 | 1029 | [49 empty] | 1029
9 | 51 | EREFP12 | U51-V-04-1-A9-02 | Cable | Earthing | Earth Cable NYA-70 mm2 rm Yellow/Green (Drum No.: 10-99179) | 1*70 | 1071-O2-EL-PO-002-6002-A0-0-001 | OPEN PACKING LIST | Kerman Cable Industries | 1029 | meter | 0 |  | ODCC-EL-IGC-0134 | IGC | 2021-08-07 | 1029 | 1029 | [49 empty] | 1029
10 | 51 | EREFP12 | U51-V-04-1-A9-01 | Cable | Earthing | Earth Cable NYA-70 mm2 rm Yellow/Green (Drum No.: 10-99180) | 1*70 | 1071-O2-EL-PO-002-6002-A0-0-001 | OPEN PACKING LIST | Kerman Cable Industries | 1029 | meter | 0 |  | ODCC-EL-IGC-0067 | IGC | 2021-02-03 | 1029 | 1029 | CMIS=1018 | [48 empty] | 1029
11 | 55 | EREFP12 | U55-V-04-1-A9-01 | Cable | Earthing | Earth Cable NYA-70 mm2 rm Yellow/Green (Drum No.: 10-99186) | 1*70 | 1071-O2-EL-PO-002-6002-A0-0-001 | OPEN PACKING LIST | Kerman Cable Industries | 927 | meter | 0 |  | ODCC-EL-IGC-0001 | IGC | 2020-07-11 | 927 | 927 | [49 empty] | 927
12 | 41 | EREFP12 | U41-V-04-1-A9-01 | Cable | Earthing | Earth Cable NYA-70 mm2 rm Yellow/Green (Drum No.: 10-99187) | 1*70 | 1071-O2-EL-PO-002-6002-A0-0-001 | OPEN PACKING LIST | Kerman Cable Industries | 999 | meter | 0 |  | ODCC-EL-ARP-0043 | Abad Rahan | 2021-06-27 | 999 | 999 | [49 empty] | 999
13 | 45 | EREFP12 | U45-V-04-1-A9-01 | Cable | Earthing | Earth Cable NYA-70 mm2 rm Yellow/Green (Drum No.: 10-99188) | 1*70 | 1071-O2-EL-PO-002-6002-A0-0-001 | OPEN PACKING LIST | Kerman Cable Industries | 1029 | meter | 1029 | Abad Rahan | [54 empty] | 0
14 | 45 | EREFP12 | U45-V-04-1-A9-02 | Cable | Earthing | Earth Cable NYA-70 mm2 rm Yellow/Green (Drum No.: 10-99207) | 1*70 | 1071-O2-EL-PO-002-6002-A0-0-001 | OPEN PACKING LIST | Kerman Cable Industries | 1029 | meter | 1029 | Abad Rahan | [54 empty] | 0
15 | 45 | EREFP12 | U45-V-04-1-A9-03 | Cable | Earthing | Earth Cable NYA-70 mm2 rm Yellow/Green (Drum No.: 10-99208) | 1*70 | 1071-O2-EL-PO-002-6002-A0-0-001 | OPEN PACKING LIST | Kerman Cable Industries | 1029 | meter | 1029 | Abad Rahan | [54 empty] | 0
16 | 45 | EREFP12 | U45-V-04-1-A9-04 | Cable | Earthing | Earth Cable NYA-70 mm2 rm Yellow/Green (Drum No.: 10-99209) | 1*70 | 1071-O2-EL-PO-002-6002-A0-0-001 | OPEN PACKING LIST | Kerman Cable Industries | 1029 | meter | 1029 | Abad Rahan | [54 empty] | 0
17 | 45 | EREFP12 | U45-V-04-1-A9-05 | Cable | Earthing | Earth Cable NYA-70 mm2 rm Yellow/Green (Drum No.: 10-99210) | 1*70 | 1071-O2-EL-PO-002-6002-A0-0-001 | OPEN PACKING LIST | Kerman Cable Industries | 1029 | meter | 1029 | Abad Rahan | [54 empty] | 0
18 | 45 | EREFP14 | U45-V-04-1-AB-01 | Cable | Earthing | Earth Cable NYA-120 mm2 rm Yellow/Green (Drum No.: 12-99144) | 1*120 | 1071-O2-EL-PO-002-6002-A0-0-001 | OPEN PACKING LIST | Kerman Cable Industries | 1030 | meter | 0 | IGC | ODCC-EL-IGC-0115 | IGC | 2021-06-09 | 1030 | 1030 | [49 empty] | 1030
19 | 45 | EREFP14 | U45-V-04-1-AB-02 | Cable | Earthing | Earth Cable NYA-120 mm2 rm Yellow/Green (Drum No.: 12-99145) | 1*120 | 1071-O2-EL-PO-002-6002-A0-0-001 | OPEN PACKING LIST | Kerman Cable Industries | 1030 | meter | 0 | IGC | ODCC-EL-IGC-0115 | IGC | 2021-06-09 | 1030 | 1030 | [49 empty] | 1030
20 | 45 | EREFP14 | U45-V-04-1-AB-03 | Cable | Earthing | Earth Cable NYA-120 mm2 rm Yellow/Green (Drum No.: 12-99146) | 1*120 | 1071-O2-EL-PO-002-6002-A0-0-001 | OPEN PACKING LIST | Kerman Cable Industries | 1019 | meter | 0 | IGC | ODCC-EL-IGC-0115 | IGC | 2021-06-09 | 1019 | 1019 | Packing:1030m | [48 empty] | 1019
21 | 45 | EREFP14 | U45-V-04-1-AB-04 | Cable | Earthing | Earth Cable NYA-120 mm2 rm Yellow/Green (Drum No.: 12-99147) | 1*120 | 1071-O2-EL-PO-002-6002-A0-0-001 | OPEN PACKING LIST | Kerman Cable Industries | 1030 | meter | 0 | IGC | ODCC-EL-IGC-0144 | IGC | 2021-09-05 | 1030 | 1030 | [49 empty] | 1030
22 | 45 | EREFP14 | U45-V-04-1-AB-05 | Cable | Earthing | Earth Cable NYA-120 mm2 rm Yellow/Green (Drum No.: 12-99148) | 1*120 | 1071-O2-EL-PO-002-6002-A0-0-001 | OPEN PACKING LIST | Kerman Cable Industries | 1287 | meter | 0 | IGC | ODCC-EL-IGC-0144 | IGC | 2021-09-05 | 1287 | 1287 | [49 empty] | 1287
23 | 45 | EREFP15 | U45-V-04-1-AC-02 | Cable | Earthing | Earth Cable NYA-150 mm2 rm Yellow/Green (Drum No.: 12-99149) | 1*150 | 1071-O2-EL-PO-002-6002-A0-0-001 | OPEN PACKING LIST | Kerman Cable Industries | 1030 | meter | 0 | Abad Rahan | ODCC-EL-ARP-0055 | Abad Rahan | 2021-09-10 | 1030 | 1030 | [49 empty] | 1030
24 | 45 | EREFP15 | U45-V-04-1-AC-01 | Cable | Earthing | Earth Cable NYA-150 mm2 rm Yellow/Green (Drum No.: 12-99150) | 1*150 | 1071-O2-EL-PO-002-6002-A0-0-001 | OPEN PACKING LIST | Kerman Cable Industries | 1030 | meter | 0 | Abad Rahan | ODCC-EL-ARP-0055 | Abad Rahan | 2021-09-10 | 1030 | 1030 | [49 empty] | 1030
25 | 45 | EREFP15 | U45-V-04-1-AC-03 | Cable | Earthing | Earth Cable NYA-150 mm2 rm Yellow/Green (Drum No.: 12-99151) | 1*150 | 1071-O2-EL-PO-002-6002-A0-0-001 | OPEN PACKING LIST | Kerman Cable Industries | 1030 | meter | 0 | Abad Rahan | ODCC-EL-ARP-0055 | Abad Rahan | 2021-09-10 | 1030 | 1030 | [49 empty] | 1030
26 | 45 | EREFP15 | U45-V-04-1-AC-04 | Cable | Earthing | Earth Cable NYA-150 mm2 rm Yellow/Green (Drum No.: 12-99152) | 1*150 | 1071-O2-EL-PO-002-6002-A0-0-001 | OPEN PACKING LIST | Kerman Cable Industries | 1022 | meter | 0 | Abad Rahan | ODCC-EL-ARP-0055 | Abad Rahan | 2021-09-10 | 1022 | 1022 | Packing:1030 | [48 empty] | 1022
27 | 45 | EREFP15 | U45-V-04-1-AC-05 | Cable | Earthing | Earth Cable NYA-150 mm2 rm Yellow/Green (Drum No.: 12-99157) | 1*150 | 1071-O2-EL-PO-002-6002-A0-0-001 | OPEN PACKING LIST | Kerman Cable Industries | 1030 | meter | 0 | Abad Rahan | ODCC-EL-ARP-0055 | Abad Rahan | 2021-09-10 | 1030 | 1030 | [49 empty] | 1030
28 | 45 | EREFP15 | U45-V-04-1-AC-06 | Cable | Earthing | Earth Cable NYA-150 mm2 rm Yellow/Green (Drum No.: 12-99158) | 1*150 | 1071-O2-EL-PO-002-6002-A0-0-001 | OPEN PACKING LIST | Kerman Cable Industries | 1030 | meter | 0 | Abad Rahan | ODCC-EL-ARP-0055 | Abad Rahan | 2021-09-10 | 1030 | 1030 | [49 empty] | 1030
29 | 75 | EREFP12 | U75-V-04-1-A9-01 | Cable | Earthing | Earth Cable NYA-70 mm2 rm Yellow/Green (Drum No.: 12-99181) | 1*70 | 1071-O2-EL-PO-002-6002-A0-0-001 | OPEN PACKING LIST | Kerman Cable Industries | 1133 | meter | 0 |  | ODCC-EL-IGC-0011 | IGC | 2020-09-19 | 1133 | 1133 | [49 empty] | 1133
30 | 45 | EREFP12 | U45-V-04-1-A9-11 | Cable | Earthing | Earth Cable NYA-70 mm2 rm Yellow/Green (Drum No.: 12-99182) | 1*70 | 1071-O2-EL-PO-002-6002-A0-0-001 | OPEN PACKING LIST | Kerman Cable Industries | 1545 | meter | 1545 | Abad Rahan | [54 empty] | 0
31 | 42 | EREFP12 | U42-V-04-1-A9-01 | Cable | Earthing | Earth Cable NYA-70 mm2 rm Yellow/Green (Drum No.: 12-99183) | 1*70 | 1071-O2-EL-PO-002-6002-A0-0-001 | OPEN PACKING LIST | Kerman Cable Industries | 1668 | meter | 0 |  | ODCC-EL-ARP-0005 | Abad Rahan | 2021-01-03 | 1668 | 1668 | [49 empty] | 1668
32 | 45 | EREFP15 | U45-V-04-1-AC-07 | Cable | Earthing | Earth Cable NYA-150 mm2 rm Yellow/Green (Drum No.: 12-99211) | 1*150 | 1071-O2-EL-PO-002-6002-A0-0-001 | OPEN PACKING LIST | Kerman Cable Industries | 1030 | meter | 0 | Abad Rahan | ODCC-EL-ARP-0055 | Abad Rahan | 2021-09-10 | 1030 | 1030 | [49 empty] | 1030
33 | 45 | EREFP15 | U45-V-04-1-AC-08 | Cable | Earthing | Earth Cable NYA-150 mm2 rm Yellow/Green (Drum No.: 12-99212) | 1*150 | 1071-O2-EL-PO-002-6002-A0-0-001 | OPEN PACKING LIST | Kerman Cable Industries | 1030 | meter | 1030 | Abad Rahan | [54 empty] | 0
34 | 45 | EREFP15 | U45-V-04-1-AC-09 | Cable | Earthing | Earth Cable NYA-150 mm2 rm Yellow/Green (Drum No.: 12-99213) | 1*150 | 1071-O2-EL-PO-002-6002-A0-0-001 | OPEN PACKING LIST | Kerman Cable Industries | 1339 | meter | 1339 | Abad Rahan | [54 empty] | 0
35 | 43 | EREFP05 | U43-V-04-1-A2-01 | Cable | Earthing | Earth Cable NYA-4 mm2 rm Yellow/Green (Drum No.: 5-99053) | 1*4 | 1071-O2-EL-PO-002-6002-A0-0-001 | OPEN PACKING LIST | Kerman Cable Industries | 80 | meter | 80 | [55 empty] | 0
36 | 44 | EREFP05 | U44-V-04-1-A2-01 | Cable | Earthing | Earth Cable NYA-4 mm2 rm Yellow/Green (Drum No.: 5-99054) | 1*4 | 1071-O2-EL-PO-002-6002-A0-0-001 | OPEN PACKING LIST | Kerman Cable Industries | 170 | meter | 170 | [55 empty] | 0
37 | 42 | EREFP05 | U42-V-04-1-A2-01 | Cable | Earthing | Earth Cable NYA-4 mm2 rm Yellow/Green (Drum No.: 6-99057) | 1*4 | 1071-O2-EL-PO-002-6002-A0-0-001 | OPEN PACKING LIST | Kerman Cable Industries | 193 | meter | 193 | [55 empty] | 0
38 | 55 | EREFP05 | U55-V-04-1-A2-01 | Cable | Earthing | Earth Cable NYA-4 mm2 rm Yellow/Green (Drum No.: 6-99058) | 1*4 | 1071-O2-EL-PO-002-6002-A0-0-001 | OPEN PACKING LIST | Kerman Cable Industries | 587 | meter | 587 | [55 empty] | 0
39 | 75 | EREFP05 | U75-V-04-1-A2-01 | Cable | Earthing | Earth Cable NYA-4 mm2 rm Yellow/Green (Drum No.: 6-99059) | 1*4 | 1071-O2-EL-PO-002-6002-A0-0-001 | OPEN PACKING LIST | Kerman Cable Industries | 618 | meter | 618 | [55 empty] | 0
40 | 41 | EREFP05 | U41-V-04-1-A2-01 | Cable | Earthing | Earth Cable NYA-4 mm2 rm Yellow/Green (Drum No.: 6-99060) | 1*4 | 1071-O2-EL-PO-002-6002-A0-0-001 | OPEN PACKING LIST | Kerman Cable Industries | 1030 | meter | 1030 | [55 empty] | 0
41 | 51 | EREFP05 | U51-V-04-1-A2-01 | Cable | Earthing | Earth Cable NYA-4 mm2 rm Yellow/Green (Drum No.: 6-99061) | 1*4 | 1071-O2-EL-PO-002-6002-A0-0-001 | OPEN PACKING LIST | Kerman Cable Industries | 1153 | meter | 1153 | [55 empty] | 0
42 | 35 | EREFP05 | U35-V-04-1-A2-01 | Cable | Earthing | Earth Cable NYA-4 mm2 rm Yellow/Green (Drum No.: 7-99055) | 1*4 | 1071-O2-EL-PO-002-6002-A0-0-001 | OPEN PACKING LIST | Kerman Cable Industries | 185 | meter | 185 | [55 empty] | 0
43 | 45 | EREFP05 | U45-V-04-1-A2-01 | Cable | Earthing | Earth Cable NYA-4 mm2 rm Yellow/Green (Drum No.: 7-99056) | 1*4 | 1071-O2-EL-PO-002-6002-A0-0-001 | OPEN PACKING LIST | Kerman Cable Industries | 187 | meter | 187 | Abad Rahan | [54 empty] | 0
44 | 35 | EREFP08 | U35-V-04-1-A5-01 | Cable | Earthing | Earth Cable NYA-16 mm2 rm Yellow/Green (Drum No.: 7-99194) | 1*16 | 1071-O2-EL-PO-002-6002-A0-0-001 | OPEN PACKING LIST | Kerman Cable Industries | 450 | meter | 0 |  | ODCC-EL-ARP-0059 | Abad Rahan | 2021-10-03 | 450 | 450 | [49 empty] | 450
45 | 43 | EREFP08 | U43-V-04-1-A5-01 | Cable | Earthing | Earth Cable NYA-16 mm2 rm Yellow/Green (Drum No.: 7-99195) | 1*16 | 1071-O2-EL-PO-002-6002-A0-0-001 | OPEN PACKING LIST | Kerman Cable Industries | 488 | meter | 0 |  | ODCC-EL-ARP-0001 | Abad Rahan | 2020-10-26 | 488 | 488 | [49 empty] | 488
46 | 44 | EREFP08 | U44-V-04-1-A5-01 | Cable | Earthing | Earth Cable NYA-16 mm2 rm Yellow/Green (Drum No.: 7-99204) | 1*16 | 1071-O2-EL-PO-002-6002-A0-0-001 | OPEN PACKING LIST | Kerman Cable Industries | 322 | meter | 0 |  | ODCC-EL-ARP-0007 | Abad Rahan | 2021-01-18 | 322 | 322 | [49 empty] | 322
47 | 61 | EREFP08 | U61-V-04-1-A5-01 | Cable | Earthing | Earth Cable NYA-16 mm2 rm Yellow/Green (Drum No.: 7-99214) | 1*16 | 1071-O2-EL-PO-002-6002-A0-0-001 | OPEN PACKING LIST | Kerman Cable Industries | 82 | meter | 0 |  | ODCC-EL-ARP-0004 | Abad Rahan | 2020-12-03 | 82 | 82 | [49 empty] | 82
48 | 75 | EREFP08 | U75-V-04-1-A5-01 | Cable | Earthing | Earth Cable NYA-16 mm2 rm Yellow/Green (Drum No.: 7-99215) | 1*16 | 1071-O2-EL-PO-002-6002-A0-0-001 | OPEN PACKING LIST | Kerman Cable Industries | 410 | meter | 0 |  | ODCC-EL-IGC-0008 | IGC | 2020-09-01 | 410 | 410 | [49 empty] | 410
49 | 41 | EREFP08 | U41-V-04-1-A5-01 | Cable | Earthing | Earth Cable NYA-16 mm2 rm Yellow/Green (Drum No.: 7-99216) | 1*16 | 1071-O2-EL-PO-002-6002-A0-0-001 | OPEN PACKING LIST | Kerman Cable Industries | 580 | meter | 0 |  | ODCC-EL-ARP-0043 | Abad Rahan | 2021-06-27 | 580 | 580 | [49 empty] | 580
50 | 42 | EREFP08 | U42-V-04-1-A5-01 | Cable | Earthing | Earth Cable NYA-16 mm2 rm Yellow/Green (Drum No.: 7-99217) | 1*16 | 1071-O2-EL-PO-002-6002-A0-0-001 | OPEN PACKING LIST | Kerman Cable Industries | 730 | meter | 0 |  | ODCC-EL-ARP-0005 | Abad Rahan | 2021-01-03 | 730 | 730 | [49 empty] | 730
51 | 43 | EREFP10 | U43-V-04-1-A7-01 | Cable | Earthing | Earth Cable NYA-35 mm2 rm Yellow/Green (Drum No.: 7-99224) | 1*35 | 1071-O2-EL-PO-002-6002-A0-0-001 | OPEN PACKING LIST | Kerman Cable Industries | 123 | meter | 0 |  | ODCC-EL-ARP-0001 | Abad Rahan | 2020-10-26 | 123 | 123 | [49 empty] | 123
52 | 44 | EREFP10 | U44-V-04-1-A7-01 | Cable | Earthing | Earth Cable NYA-35 mm2 rm Yellow/Green (Drum No.: 7-99225) | 1*35 | 1071-O2-EL-PO-002-6002-A0-0-001 | OPEN PACKING LIST | Kerman Cable Industries | 169 | meter | 0 |  | ODCC-EL-EXR-0003 | EXIR | 2020-10-05 | 169 | 169 | [49 empty] | 169
53 | 35 | EREFP10 | U35-V-04-1-A7-01 | Cable | Earthing | Earth Cable NYA-35 mm2 rm Yellow/Green (Drum No.: 7-99226) | 1*35 | 1071-O2-EL-PO-002-6002-A0-0-001 | OPEN PACKING LIST | Kerman Cable Industries | 307 | meter | 0 |  | ODCC-EL-ARP-0059 | Abad Rahan | 2021-10-03 | 307 | 307 | [49 empty] | 307
54 | 55 | EREFP10 | U55-V-04-1-A7-01 | Cable | Earthing | Earth Cable NYA-35 mm2 rm Yellow/Green (Drum No.: 7-99227) | 1*35 | 1071-O2-EL-PO-002-6002-A0-0-001 | OPEN PACKING LIST | Kerman Cable Industries | 358 | meter | 0 |  | ODCC-EL-IGC-0001 | IGC | 2020-07-11 | 358 | 358 | [49 empty] | 358
55 | 45 | EREFP10 | U45-V-04-1-A7-01 | Cable | Earthing | Earth Cable NYA-35 mm2 rm Yellow/Green (Drum No.: 7-99228) | 1*35 | 1071-O2-EL-PO-002-6002-A0-0-001 | OPEN PACKING LIST | Kerman Cable Industries | 420 | meter | 420 | Abad Rahan | [54 empty] | 0
56 | 61 | EREFP10 | U61-V-04-1-A7-01 | Cable | Earthing | Earth Cable NYA-35 mm2 rm Yellow/Green (Drum No.: 7-99244) | 1*35 | 1071-O2-EL-PO-002-6002-A0-0-001 | OPEN PACKING LIST | Kerman Cable Industries | 283 | meter | 0 |  | ODCC-EL-ARP-0004 | Abad Rahan | 2020-12-03 | 283 | 283 | [49 empty] | 283
57 | 35 | EREFP12 | U35-V-04-1-A9-01 | Cable | Earthing | Earth Cable NYA-70 mm2 rm Yellow/Green (Drum No.: 8-99174) | 1*70 | 1071-O2-EL-PO-002-6002-A0-0-001 | OPEN PACKING LIST | Kerman Cable Industries | 407 | meter | 0 |  | ODCC-EL-ARP-0059 | Abad Rahan | 2021-10-03 | 407 | 407 | [49 empty] | 407
58 | 51 | EREFP11 | U51-V-04-1-A8-01 | Cable | Earthing | Earth Cable NYA-50 mm2 rm Yellow/Green (Drum No.: 8-99184) | 1*50 | 1071-O2-EL-PO-002-6002-A0-0-001 | OPEN PACKING LIST | Kerman Cable Industries | 211 | meter | 211 | [55 empty] | 0
59 | 45 | EREFP08 | U45-V-04-1-A5-08 | Cable | Earthing | Earth Cable NYA-16 mm2 rm Yellow/Green (Drum No.: 8-99196) | 1*16 | 1071-O2-EL-PO-002-6002-A0-0-001 | OPEN PACKING LIST | Kerman Cable Industries | 0 | meter | 0 |  | ODCC-EL-SEI-0008 | SEI | 2021-01-20 | 1024 | 1024 | MTR TO SEI | به دلیل اینکه مقدار آن در Status اعمال نشود مقدار آن صفر شده است. | [47 empty] | 0
60 | 45 | EREFP08 | U45-V-04-1-A5-07 | Cable | Earthing | Earth Cable NYA-16 mm2 rm Yellow/Green (Drum No.: 8-99197) | 1*16 | 1071-O2-EL-PO-002-6002-A0-0-001 | OPEN PACKING LIST | Kerman Cable Industries | 1024 | meter | 1024 | Abad Rahan | [54 empty] | 0
61 | 45 | EREFP08 | U45-V-04-1-A5-06 | Cable | Earthing | Earth Cable NYA-16 mm2 rm Yellow/Green (Drum No.: 8-99198) | 1*16 | 1071-O2-EL-PO-002-6002-A0-0-001 | OPEN PACKING LIST | Kerman Cable Industries | 1024 | meter | 1024 | Abad Rahan | [54 empty] | 0
62 | 45 | EREFP08 | U45-V-04-1-A5-05 | Cable | Earthing | Earth Cable NYA-16 mm2 rm Yellow/Green (Drum No.: 8-99199) | 1*16 | 1071-O2-EL-PO-002-6002-A0-0-001 | OPEN PACKING LIST | Kerman Cable Industries | 1024 | meter | 1024 | Abad Rahan | [54 empty] | 0
63 | 45 | EREFP08 | U45-V-04-1-A5-04 | Cable | Earthing | Earth Cable NYA-16 mm2 rm Yellow/Green (Drum No.: 8-99200) | 1*16 | 1071-O2-EL-PO-002-6002-A0-0-001 | OPEN PACKING LIST | Kerman Cable Industries | 1024 | meter | 1024 | Abad Rahan | [54 empty] | 0
64 | 45 | EREFP08 | U45-V-04-1-A5-03 | Cable | Earthing | Earth Cable NYA-16 mm2 rm Yellow/Green (Drum No.: 8-99201) | 1*16 | 1071-O2-EL-PO-002-6002-A0-0-001 | OPEN PACKING LIST | Kerman Cable Industries | 1024 | meter | 1024 | Abad Rahan | [54 empty] | 0
65 | 45 | EREFP08 | U45-V-04-1-A5-02 | Cable | Earthing | Earth Cable NYA-16 mm2 rm Yellow/Green (Drum No.: 8-99202) | 1*16 | 1071-O2-EL-PO-002-6002-A0-0-001 | OPEN PACKING LIST | Kerman Cable Industries | 1024 | meter | 1024 | Abad Rahan | [54 empty] | 0
66 | 45 | EREFP08 | U45-V-04-1-A5-01 | Cable | Earthing | Earth Cable NYA-16 mm2 rm Yellow/Green (Drum No.: 8-99203) | 1*16 | 1071-O2-EL-PO-002-6002-A0-0-001 | OPEN PACKING LIST | Kerman Cable Industries | 1030 | meter | 1030 | Abad Rahan | [54 empty] | 0
67 | 55 | EREFP08 | U55-V-04-1-A5-01 | Cable | Earthing | Earth Cable NYA-16 mm2 rm Yellow/Green (Drum No.: 8-99218) | 1*16 | 1071-O2-EL-PO-002-6002-A0-0-001 | OPEN PACKING LIST | Kerman Cable Industries | 975 | meter | 0 |  | ODCC-EL-IGC-0001 | IGC | 2020-07-11 | 975 | 975 | [49 empty] | 975
68 | 45 | EREFP08 | U45-V-04-1-A5-09 | Cable | Earthing | Earth Cable NYA-16 mm2 rm Yellow/Green (Drum No.: 8-99219) | 1*16 | 1071-O2-EL-PO-002-6002-A0-0-001 | OPEN PACKING LIST | Kerman Cable Industries | 1030 | meter | 1030 | Abad Rahan | [54 empty] | 0
69 | 51 | EREFP08 | U51-V-04-1-A5-01 | Cable | Earthing | Earth Cable NYA-16 mm2 rm Yellow/Green (Drum No.: 8-99220) | 1*16 | 1071-O2-EL-PO-002-6002-A0-0-001 | OPEN PACKING LIST | Kerman Cable Industries | 1133 | meter | 0 |  | ODCC-EL-IGC-0012 | IGC | 2020-09-21 | 1133 | 1133 | [49 empty] | 1133
70 | 51 | EREFP08 | U51-V-04-1-A5-02 | Cable | Earthing | Earth Cable NYA-16 mm2 rm Yellow/Green (Drum No.: 8-99221) | 1*16 | 1071-O2-EL-PO-002-6002-A0-0-001 | OPEN PACKING LIST | Kerman Cable Industries | 1133 | meter | 0 |  | ODCC-EL-IGC-0053 | IGC | 2020-12-26 | 1133 | 1133 | [49 empty] | 1133
71 | 51 | EREFP08 | U51-V-04-1-A5-03 | Cable | Earthing | Earth Cable NYA-16 mm2 rm Yellow/Green (Drum No.: 8-99222) | 1*16 | 1071-O2-EL-PO-002-6002-A0-0-001 | OPEN PACKING LIST | Kerman Cable Industries | 1133 | meter | 0 |  | ODCC-EL-IGC-0067 | IGC | 2021-02-03 | 1133 | 1133 | [49 empty] | 1133
72 | 51 | EREFP08 | U51-V-04-1-A5-04 | Cable | Earthing | Earth Cable NYA-16 mm2 rm Yellow/Green (Drum No.: 8-99223) | 1*16 | 1071-O2-EL-PO-002-6002-A0-0-001 | OPEN PACKING LIST | Kerman Cable Industries | 1266 | meter | 0 |  | ODCC-EL-IGC-0187 | IGC | 2021-12-08 | 1266 | 1266 | [49 empty] | 1266
73 | 41 | EREFP10 | U41-V-04-1-A7-01 | Cable | Earthing | Earth Cable NYA-35 mm2 rm Yellow/Green (Drum No.: 8-99229) | 1*35 | 1071-O2-EL-PO-002-6002-A0-0-001 | OPEN PACKING LIST | Kerman Cable Industries | 604 | meter | 0 |  | ODCC-EL-ARP-0043 | Abad Rahan | 2021-06-27 | 604 | 604 | [49 empty] | 604
74 | 42 | EREFP10 | U42-V-04-1-A7-01 | Cable | Earthing | Earth Cable NYA-35 mm2 rm Yellow/Green (Drum No.: 8-99230) | 1*35 | 1071-O2-EL-PO-002-6002-A0-0-001 | OPEN PACKING LIST | Kerman Cable Industries | 670 | meter | 0 |  | ODCC-EL-ARP-0005 | Abad Rahan | 2021-01-03 | 670 | 670 | [49 empty] | 670
75 | 75 | EREFP10 | U75-V-04-1-A7-01 | Cable | Earthing | Earth Cable NYA-35 mm2 rm Yellow/Green (Drum No.: 8-99245) | 1*35 | 1071-O2-EL-PO-002-6002-A0-0-001 | OPEN PACKING LIST | Kerman Cable Industries | 512 | meter | 0 |  | ODCC-EL-IGC-0023 | IGC | 2020-10-12 | 512 | 512 | [49 empty] | 512
76 | 44 | EREFP12 | U44-V-04-1-A9-01 | Cable | Earthing | Earth Cable NYA-70 mm2 rm Yellow/Green (Drum No.: 9-99175) | 1*70 | 1071-O2-EL-PO-002-6002-A0-0-001 | OPEN PACKING LIST | Kerman Cable Industries | 509 | meter | 0 |  | ODCC-EL-EXR-0003 | EXIR | 2020-10-05 | 509 | 509 | [49 empty] | 509
77 | 43 | EREFP12 | U43-V-04-1-A9-01 | Cable | Earthing | Earth Cable NYA-70 mm2 rm Yellow/Green (Drum No.: 9-99185) | 1*70 | 1071-O2-EL-PO-002-6002-A0-0-001 | OPEN PACKING LIST | Kerman Cable Industries | 659 | meter | 0 |  | ODCC-EL-ARP-0001 | Abad Rahan | 2020-10-26 | 659 | 659 | [49 empty] | 659
78 | 61 | EREFP12 | U61-V-04-1-A9-01 | Cable | Earthing | Earth Cable NYA-70 mm2 rm Yellow/Green (Drum No.: 9-99205) | 1*70 | 1071-O2-EL-PO-002-6002-A0-0-001 | OPEN PACKING LIST | Kerman Cable Industries | 579 | meter | 0 |  | ODCC-EL-ARP-0004 | Abad Rahan | 2020-12-03 | 579 | 579 | [49 empty] | 579
79 | 51 | EREFP12 | U51-V-04-1-A9-06 | Cable | Earthing | Earth Cable NYA-70 mm2 rm Yellow/Green (Drum No.: 9-99206) | 1*70 | 1071-O2-EL-PO-002-6002-A0-0-001 | OPEN PACKING LIST | Kerman Cable Industries | 721 | meter | 0 |  | ODCC-EL-IGC-0090 | IGC | 2021-05-02 | 721 | 721 | [49 empty] | 721
80 | 51 | EREFP10 | U51-V-04-1-A7-01 | Cable | Earthing | Earth Cable NYA-35 mm2 rm Yellow/Green (Drum No.: 9-99231) | 1*35 | 1071-O2-EL-PO-002-6002-A0-0-001 | OPEN PACKING LIST | Kerman Cable Industries | 1195 | meter | 0 |  | ODCC-EL-IGC-0055 | IGC | 2020-12-31 | 1195 | 1195 | [49 empty] | 1195
81 | 50 | EREFP10 | U50-V-04-1-A7-02 | Cable | Earthing | Earth Cable NYA-35 mm2 rm Yellow/Green (Drum No.: 9-99232) | 1*35 | 1071-O2-EL-PO-002-6002-A0-0-001 | OPEN PACKING LIST | Kerman Cable Industries | 1280 | meter | 0 | * | ODCC-EL-SEI-0008 | SEI | 2021-01-20 | 750 | 750 | MTR TO SEI | ODCC-EL-IGC-0134 | IGC | 2021-08-07 | 530 | 530 | [43 empty] | 1280
82 | 50 | EREFP10 | U50-V-04-1-A7-01 | Cable | Earthing | Earth Cable NYA-35 mm2 rm Yellow/Green (Drum No.: 9-99233) | 1*35 | 1071-O2-EL-PO-002-6002-A0-0-001 | OPEN PACKING LIST | Kerman Cable Industries | 1280 | meter | 0 |  | ODCC-EL-SEK-0007 | Sekaf | 2021-10-19 | 1280 | 1280 | Sekaf: 225m | ODCC-EL-IGC-0207 | IGC | 2022-01-03 | 800 | 800 | 300m shoud be returned. | ODCC-EL-EXR-0017 | EXIR | 2022-01-03 | 255 | 255 | [31 empty] | ODCC-EL-SEK-0003 | Sekaf | 2021-12-16 | 1055 | 1055 |  | 1280
83 | 45 | EREFP08 | U45-V-04-1-A5-10 | Cable | Earthing | Earth Cable NYA-16 mm2 rm Yellow/Green (Drum No.: 9-99234) | 1*16 | 1071-O2-EL-PO-002-6002-A0-0-001 | OPEN PACKING LIST | Kerman Cable Industries | 1315 | meter | 1315 | Abad Rahan | [54 empty] | 0
84 | 51 | ECCY1KCB1103MTT | U51-XCLSV-02-3-AA-08 | Cable | MV | MV 3x95 RM / 16 mm² C2 --- 3.6/6 (7.2) kV --- Cu/SC/XLPE/SC/SCT/ICWS/SCT/Pet/LSh/PVC/SWAT/PVC --- [Red] (Lot No.: 2982145) | 3*95 | 1071-O2-EL-PO-001-6001-A0-0-001-Rev.02 | OPEN PACKING LIST | ABHAR WIRE & CABLE CO. | 447 | meter | 0 |  | ODCC-EL-IGC-0136 | IGC | 2021-08-09 | 447 | 447 | [49 empty] | 447
85 | 51 | ECCY1KCB1103MTT | U51-XCLSV-02-3-AA-10 | Cable | MV | MV 3x95 RM / 16 mm² C2 --- 3.6/6 (7.2) kV --- Cu/SC/XLPE/SC/SCT/ICWS/SCT/Pet/LSh/PVC/SWAT/PVC --- [Red] (Lot No.: 2982146) | 3*95 | 1071-O2-EL-PO-001-6001-A0-0-001-Rev.02 | OPEN PACKING LIST | ABHAR WIRE & CABLE CO. | 845 | meter | 0 |  | ODCC-EL-IGC-0156 | IGC | 2021-09-28 | 845 | 845 | [49 empty] | 845
86 | 51 | ECCY1KCB1103MTT | U51-XCLSV-02-3-AA-09 | Cable | MV | MV 3x95 RM / 16 mm² C2 --- 3.6/6 (7.2) kV --- Cu/SC/XLPE/SC/SCT/ICWS/SCT/Pet/LSh/PVC/SWAT/PVC --- [Red] (Lot No.: 2982147) | 3*95 | 1071-O2-EL-PO-001-6001-A0-0-001-Rev.02 | OPEN PACKING LIST | ABHAR WIRE & CABLE CO. | 839 | meter | 0 |  | ODCC-EL-IGC-0156 | IGC | 2021-09-28 | 839 | 839 | [49 empty] | 839
87 | 51 | ECCY1KCB1103MTT | U51-XCLSV-02-3-AA-06 | Cable | MV | MV 3x95 RM / 16 mm² C2 --- 3.6/6 (7.2) kV --- Cu/SC/XLPE/SC/SCT/ICWS/SCT/Pet/LSh/PVC/SWAT/PVC --- [Red] (Lot No.: 2982151) | 3*95 | 1071-O2-EL-PO-001-6001-A0-0-001-Rev.02 | OPEN PACKING LIST | ABHAR WIRE & CABLE CO. | 897 | meter | 0 |  | ODCC-EL-IGC-0136 | IGC | 2021-08-09 | 897 | 897 | [49 empty] | 897
88 | 51 | ECCY1KCB1103MTT | U51-XCLSV-02-3-AA-11 | Cable | MV | MV 3x95 RM / 16 mm² C2 --- 3.6/6 (7.2) kV --- Cu/SC/XLPE/SC/SCT/ICWS/SCT/Pet/LSh/PVC/SWAT/PVC --- [Red] (Lot No.: 2982152) | 3*95 | 1071-O2-EL-PO-001-6001-A0-0-001-Rev.02 | OPEN PACKING LIST | ABHAR WIRE & CABLE CO. | 844 | meter | 0 |  | ODCC-EL-IGC-0156 | IGC | 2021-09-28 | 844 | 844 | [49 empty] | 844
89 | 75 | ECCY1KCB1103MTT | U75-XCLSV-02-3-AA-01 | Cable | MV | MV 3x95 RM / 16 mm² C2 --- 3.6/6 (7.2) kV --- Cu/SC/XLPE/SC/SCT/ICWS/SCT/Pet/LSh/PVC/SWAT/PVC --- [Red] (Lot No.: 2982153) | 3*95 | 1071-O2-EL-PO-001-6001-A0-0-001-Rev.02 | OPEN PACKING LIST | ABHAR WIRE & CABLE CO. | 507 | meter | 0 |  | ODCC-EL-IGC-0173 | IGC | 2021-11-17 | 507 | 507 | [49 empty] | 507
90 | 51 | ECCY1KCB1103MTT | U51-XCLSV-02-3-AA-04 | Cable | MV | MV 3x95 RM / 16 mm² C2 --- 3.6/6 (7.2) kV --- Cu/SC/XLPE/SC/SCT/ICWS/SCT/Pet/LSh/PVC/SWAT/PVC --- [Red] (Lot No.: 2982158) | 3*95 | 1071-O2-EL-PO-001-6001-A0-0-001-Rev.02 | OPEN PACKING LIST | ABHAR WIRE & CABLE CO. | 1015 | meter | 0 |  | ODCC-EL-IGC-0153 | IGC | 2021-09-16 | 1015 | 1015 | [49 empty] | 1015
91 | 51 | ECCY1KCB1103MTT | U51-XCLSV-02-3-AA-02 | Cable | MV | MV 3x95 RM / 16 mm² C2 --- 3.6/6 (7.2) kV --- Cu/SC/XLPE/SC/SCT/ICWS/SCT/Pet/LSh/PVC/SWAT/PVC --- [Red] (Lot No.: 2982159) | 3*95 | 1071-O2-EL-PO-001-6001-A0-0-001-Rev.02 | OPEN PACKING LIST | ABHAR WIRE & CABLE CO. | 1003 | meter | 0 |  | ODCC-EL-IGC-0153 | IGC | 2021-09-16 | 1003 | 1003 | [49 empty] | 1003
92 | 75 | ECCY1KCB1103MTT | U75-XCLSV-02-3-AA-02 | Cable | MV | MV 3x95 RM / 16 mm² C2 --- 3.6/6 (7.2) kV --- Cu/SC/XLPE/SC/SCT/ICWS/SCT/Pet/LSh/PVC/SWAT/PVC --- [Red] (Lot No.: 2982160) | 3*95 | 1071-O2-EL-PO-001-6001-A0-0-001-Rev.02 | OPEN PACKING LIST | ABHAR WIRE & CABLE CO. | 507 | meter | 0 |  | ODCC-EL-IGC-0173 | IGC | 2021-11-17 | 507 | 507 | [49 empty] | 507
93 | 51 | ECCY1KCB1103MTT | U51-XCLSV-02-3-AA-03 | Cable | MV | MV 3x95 RM / 16 mm² C2 --- 3.6/6 (7.2) kV --- Cu/SC/XLPE/SC/SCT/ICWS/SCT/Pet/LSh/PVC/SWAT/PVC --- [Red] (Lot No.: 2982162) | 3*95 | 1071-O2-EL-PO-001-6001-A0-0-001-Rev.02 | OPEN PACKING LIST | ABHAR WIRE & CABLE CO. | 994 | meter | 0 |  | ODCC-EL-IGC-0136 | IGC | 2021-08-09 | 994 | 994 | [49 empty] | 994
94 | 51 | ECCY1KCB1103MTT | U51-XCLSV-02-3-AA-05 | Cable | MV | MV 3x95 RM / 16 mm² C2 --- 3.6/6 (7.2) kV --- Cu/SC/XLPE/SC/SCT/ICWS/SCT/Pet/LSh/PVC/SWAT/PVC --- [Red] (Lot No.: 2982163) | 3*95 | 1071-O2-EL-PO-001-6001-A0-0-001-Rev.02 | OPEN PACKING LIST | ABHAR WIRE & CABLE CO. | 880 | meter | 0 |  | ODCC-EL-IGC-0153 | IGC | 2021-09-16 | 880 | 880 | [49 empty] | 880
95 | 51 | ECCY1KCB1103MTT | U51-XCLSV-02-3-AA-07 | Cable | MV | MV 3x95 RM / 16 mm² C2 --- 3.6/6 (7.2) kV --- Cu/SC/XLPE/SC/SCT/ICWS/SCT/Pet/LSh/PVC/SWAT/PVC --- [Red] (Lot No.: 2982173) | 3*95 | 1071-O2-EL-PO-001-6001-A0-0-001-Rev.02 | OPEN PACKING LIST | ABHAR WIRE & CABLE CO. | 1016 | meter | 0 |  | ODCC-EL-IGC-0153 | IGC | 2021-09-16 | 1016 | 1016 | [49 empty] | 1016
96 | 51 | ECCY1KCB1103MTT | U51-XCLSV-02-3-AA-01 | Cable | MV | MV 3x95 RM / 16 mm² C2 --- 3.6/6 (7.2) kV --- Cu/SC/XLPE/SC/SCT/ICWS/SCT/Pet/LSh/PVC/SWAT/PVC --- [Red] (Lot No.: 2982174) | 3*95 | 1071-O2-EL-PO-001-6001-A0-0-001-Rev.02 | OPEN PACKING LIST | ABHAR WIRE & CABLE CO. | 1019 | meter | 0 |  | ODCC-EL-IGC-0153 | IGC | 2021-09-16 | 1019 | 1019 | [49 empty] | 1019
97 | 51 | ECCY1KCB1103NTT | U51-XCLSV-02-3-AB-01 | Cable | MV | MV 3x120 RM / 16 mm² C2 --- 3.6/6 (7.2) kV --- Cu/SC/XLPE/SC/SCT/ICWS/SCT/Pet/LSh/PVC/SWAT/PVC --- [Red] (Lot No.: 2982164) | 3*120 | 1071-O2-EL-PO-001-6001-A0-0-001-Rev.02 | OPEN PACKING LIST | ABHAR WIRE & CABLE CO. | 966 | meter | 0 |  | ODCC-EL-IGC-0163 | IGC | 2021-10-23 | 966 | 966 | [49 empty] | 966
98 | 51 | ECCY1KCB1103NTT | U51-XCLSV-02-3-AB-02 | Cable | MV | MV 3x120 RM / 16 mm² C2 --- 3.6/6 (7.2) kV --- Cu/SC/XLPE/SC/SCT/ICWS/SCT/Pet/LSh/PVC/SWAT/PVC --- [Red] (Lot No.: 2982175) | 3*120 | 1071-O2-EL-PO-001-6001-A0-0-001-Rev.02 | OPEN PACKING LIST | ABHAR WIRE & CABLE CO. | 960 | meter | 0 |  | ODCC-EL-IGC-0163 | IGC | 2021-10-23 | 960 | 960 | [49 empty] | 960
99 | 51 | ECCY1KCB1103QTT | U51-XCLSV-02-3-AE-01 | Cable | MV | MV 3x240 RM / 25 mm² C2 --- 3.6/6 (7.2) kV --- Cu/SC/XLPE/SC/SCT/ICWS/SCT/Pet/LSh/PVC/SWAT/PVC --- [Red] (Lot No.: 2982165) | 3*240 | 1071-O2-EL-PO-001-6001-A0-0-001-Rev.02 | OPEN PACKING LIST | ABHAR WIRE & CABLE CO. | 677 | meter | 0 |  | ODCC-EL-IGC-0136 | IGC | 2021-08-09 | 677 | 677 | [49 empty] | 677
100 | 51 | ECCY1KCB1103QTT | U51-XCLSV-02-3-AE-02 | Cable | MV | MV 3x240 RM / 25 mm² C2 --- 3.6/6 (7.2) kV --- Cu/SC/XLPE/SC/SCT/ICWS/SCT/Pet/LSh/PVC/SWAT/PVC --- [Red] (Lot No.: 2982177) | 3*240 | 1071-O2-EL-PO-001-6001-A0-0-001-Rev.02 | OPEN PACKING LIST | ABHAR WIRE & CABLE CO. | 673 | meter | 0 |  | ODCC-EL-IGC-0136 | IGC | 2021-08-09 | 673 | 673 | [49 empty] | 673
101 | SS-40-09 | ECDC1GCB1101RTT | U48/09-XCAV-03-01-C1-02 | Cable | MV | MV 1x300 RM / 25 mm² C2 --- 18/30 (36) kV --- Cu/SCT/SC/XLPE/SC/SCT/CWS/Pet/PVC/AWA/Pet/PVC --- [Red] (Lot No.: 2982109) | 1*300 | 1071-O2-EL-PO-001-6001-A0-0-001-Rev.02 | OPEN PACKING LIST | ABHAR WIRE & CABLE CO. | 914 | meter | 0 |  | ODCC-EL-IGC-0169 | IGC | 2021-11-10 | 914 | 914 | [49 empty] | 914
102 | SS-40-09 | ECDC1GCB1101RTT | U48/09-XCAV-03-01-C1-01 | Cable | MV | MV 1x300 RM / 25 mm² C2 --- 18/30 (36) kV --- Cu/SCT/SC/XLPE/SC/SCT/CWS/Pet/PVC/AWA/Pet/PVC --- [Red] (Lot No.: 2982118) | 1*300 | 1071-O2-EL-PO-001-6001-A0-0-001-Rev.02 | OPEN PACKING LIST | ABHAR WIRE & CABLE CO. | 884 | meter | 0 |  | ODCC-EL-IGC-0169 | IGC | 2021-11-10 | 884 | 884 | [49 empty] | 884
103 | SS-40-09 | ECDC1KCB1101RTT | U48/09-XCAV-02-01-C1- 02 | Cable | MV | MV 1x300 RM / 25 mm² C2 --- 3.6/6 (7.2) kV --- Cu/SCT/SC/XLPE/SC/SCT/CWS/Pet/PVC/AWA/Pet/PVC --- [Red] (Lot No.: 2982100) | 1*300 | 1071-O2-EL-PO-001-6001-A0-0-001-Rev.02 | OPEN PACKING LIST | ABHAR WIRE & CABLE CO. | 804 | meter | 0 |  | ODCC-EL-IGC-0169 | IGC | 2021-11-10 | 804 | 804 | [49 empty] | 804
104 | SS-40-09 | ECDC1KCB1101RTT | U48/09-XCAV-02-01-C1- 01 | Cable | MV | MV 1x300 RM / 25 mm² C2 --- 3.6/6 (7.2) kV --- Cu/SCT/SC/XLPE/SC/SCT/CWS/Pet/PVC/AWA/Pet/PVC --- [Red] (Lot No.: 2982101) | 1*300 | 1071-O2-EL-PO-001-6001-A0-0-001-Rev.02 | OPEN PACKING LIST | ABHAR WIRE & CABLE CO. | 639 | meter | 0 |  | ODCC-EL-IGC-0169 | IGC | 2021-11-10 | 639 | 639 | [49 empty] | 639
105 | 51 | EQMA04 |  | Conduit | Conduit | Steel Conduit, Rigid (HDG)length 6mSIZE 25mm | 25mm | 1071-IRN-42194-PFG-001D | OPEN PACKING LIST | Toseye Sanayeh Petro Foolad Gharb | 725 | PCS | 225 | * | ODCC-EL-EXR-0002 | EXIR | 2020-09-06 | 10 | 10 | MTR TO Prosses | ODCC-EL-IGC-0062 | IGC | 2021-01-26 | 50 | 50 |  | ODCC-EL-IGC-0114 | IGC | 2021-06-06 | 40 | 40 |  | ODCC-EL-IGC-0160 | IGC | 2021-10-03 | 100 | 100 |  | ODCC-EL-IGC-0186 | IGC | 2021-12-08 | 300 | 300 | [25 empty] | 500
106 | 51 | EQMA05 |  | Conduit | Conduit | Steel Conduit, Rigid (HDG)length 6mSIZE 32mm | 32mm | 1071-IRN-42194-PFG-001D | OPEN PACKING LIST | Toseye Sanayeh Petro Foolad Gharb | 721 | PCS | 271 |  | ODCC-EL-IGC-0179 | IGC | 2021-11-22 | 250 | 250 |  | ODCC-EL-IGC-0196 | IGC | 2021-12-15 | 200 | 200 | [43 empty] | 450
107 | 51 | EQMA05 |  | Conduit | Conduit | Steel Conduit, Rigid (HDG)length 6mSIZE 32mm | 32mm | 1071-IRN-42194-PFG-001D | OPEN PACKING LIST | Toseye Sanayeh Petro Foolad Gharb | 1199 | PCS | 70 |  | ODCC-EL-IGC-0021 | IGC | 2020-10-06 | 254 | 254 |  | ODCC-EL-IGC-0062 | IGC | 44222 | 300 | 300 |  | ODCC-EL-IGC-0124 | IGC | 44371 | 70 | 70 |  | ODCC-EL-IGC-0114 | IGC | 44353 | 60 | 60 |  | ODCC-EL-IGC-0120 | IGC | 44366 | 70 | 70 |  | ODCC-EL-IGC-0160 | IGC | 2021-10-03 | 330 | 330 |  | ODCC-EL-IGC-0138 | IGC | 44423 | 45 | 45 | [13 empty] | 1129
108 | 51 | EQMA06 |  | Conduit | Conduit | Steel Conduit, Rigid (HDG)Iength 6m. Size 40 mm | 40mm | DPL-1071-O2-EL-PO-008-6011-A0-0-002 | OPEN PACKING LIST | Toseye Sanayeh Petro Foolad Gharb | 314 | PCS | 7 | MRV | ODCC-EL-SEI-0003 | SEI | 2020-12-13 | 3 | 3 | MTR TO SEI-78 | ODCC-EL-IGC-0031 | IGC | 2020-09-01 | 45 | 45 | Unit 75 | ODCC-EL-IGC-0062 | IGC | 44222 | 82 | 82 |  | ODCC-EL-IGC-0114 | IGC | 44353 | 45 | 45 |  | ODCC-EL-IGC-0083 | IGC | 44290 | 75 | 75 |  | ODCC-EL-IGC-0089 | IGC | 44311 | 20 | 20 | For Aircraft | ODCC-EL-IGC-0108 | IGC | 44344 | 40 | 40 | [7 empty] | ODCC-EL-SEI-0001 | SEI | 43834 | 3 | 3 |  | 307
109 | 51 | EQMA07 |  | Conduit | Conduit | Steel Conduit, Rigid (HDG)Iength 6m. Size 50 mm | 50mm | DPL-1071-O2-EL-PO-008-6011-A0-0-002 | OPEN PACKING LIST | Toseye Sanayeh Petro Foolad Gharb | 11 | PCS | 11 | [55 empty] | 0
110 | 51 | EQMA07 |  | Conduit | Conduit | Steel Conduit, Rigid (HDG)Iength 6m. Size 50 mm | 50mm | DPL-1071-O2-EL-PO-008-6011-A0-0-002 | OPEN PACKING LIST | Toseye Sanayeh Petro Foolad Gharb | 262 | PCS | 0 | MRV | ODCC-EL-IGC-0050 | IGC | 2020-12-21 | 61 | 61 |  | ODCC-EL-IGC-0030 | IGC | 2020-10-06 | 68 | 68 |  | ODCC-EL-IGC-0033 | IGC | 2020-09-01 | 30 | 30 |  | ODCC-EL-SEI-0003 | SEI | 2020-12-16 | 4 | 4 | MTR TO SEI-78 | ODCC-EL-IGC-0058 | IGC | 2021-01-19 | 50 | 50 |  | ODCC-EL-IGC-0080 | IGC | 2021-03-13 | 5 | 5 |  | ODCC-EL-IGC-0088 | IGC | 2021-04-22 | 18 | 18 | MTR to F&G | ODCC-EL-IGC-0196 | IGC | 2021-12-15 | 30 | 30 |  | ODCC-EL-SEI-0001 | SEI | 2020-01-04 | 4 | 4 |  | 262
111 | 51 | EQMA08 |  | Conduit | Conduit | Steel Conduit Rigid (HDG)length 6m SIZE 63mm | 63mm | DPL-1071-O2-EL-PO-008-6011-A0-0-002 | OPEN PACKING LIST | Toseye Sanayeh Petro Foolad Gharb | 37 | PCS | 7 | MRV | ODCC-EL-IGC-0027 | IGC | 2020-10-19 | 7 | 7 |  | ODCC-EL-SEI-0003 | SEI | 2020-12-16 | 1 | 1 | MTR TO SEI-78 | ODCC-EL-IGC-0080 | IGC | 2021-03-13 | 3 | 3 |  | ODCC-EL-IGC-0186 | IGC | 2021-12-08 | 20 | 20 | [25 empty] | ODCC-EL-SEI-0001 | SEI | 2020-01-04 | 1 |  |  | 30
112 | 51 | EQMA11 |  | Conduit | Conduit | Steel Conduit, Rigid (HDG)length 6mSIZE 75mm | 75mm | 1071-IRN-42194-PFG-001D | OPEN PACKING LIST | Toseye Sanayeh Petro Foolad Gharb | 55 | PCS | 47 | MRV | ODCC-EL-IGC-0027 | IGC | 2020-10-19 | 8 | 8 |  | ODCC-EL-SEI-0003 | SEI | 2020-12-16 | 1 | 1 | MTR TO SEI-78 | [36 empty] | ODCC-EL-SEI-0001 | SEI | 2020-01-04 | 1 |  |  | 8
113 | 51 | EQMA12 |  | Conduit | Conduit | Steel Conduit, Rigid (HDG)length 6mSIZE 90mm | 90mm | 1071-IRN-42194-PFG-001D | OPEN PACKING LIST | Toseye Sanayeh Petro Foolad Gharb | 70 | PCS | 51 |  | ODCC-EL-IGC-0027 | IGC | 2020-10-19 | 19 | 19 | [49 empty] | 19
114 | 51 | EQMA13 |  | Conduit | Conduit | Steel Conduit Rigid (HDG)length 6m SIZE 100mm | 100mm | DPL-1071-O2-EL-PO-008-6011-A0-0-002 | OPEN PACKING LIST | Toseye Sanayeh Petro Foolad Gharb | 36 | PCS | 29 | MRV | ODCC-EL-IGC-0027 | IGC | 2020-10-19 | 7 | 7 |  | ODCC-EL-SEI-0004 | SEI | 2020-12-19 | 1 | 1 | MTR TO SEI-78 | [36 empty] | ODCC-EL-SEI-0001 | SEI | 2020-01-04 | 1 |  |  | 7
115 | 51 | EQMA14 |  | Conduit | Conduit | Steel Conduit Rigid (HDG)length 6m SIZE 150mm | 150mm | DPL-1071-O2-EL-PO-008-6011-A0-0-002 | OPEN PACKING LIST | Toseye Sanayeh Petro Foolad Gharb | 7 | PCS | 1 | * | ODCC-EL-EXR-0006 | EXIR | 2020-10-05 | 1 | 1 | MTR TO 44 | ODCC-EL-IGC-0046 | IGC | 2020-12-07 | 5 | 5 | [43 empty] | 6
116 | 51 | EQMA19 |  | Conduit | Conduit | Steel Conduit Rigid (HDG)length 6m SIZE 125mm | 125mm | DPL-1071-O2-EL-PO-008-6011-A0-0-002 | OPEN PACKING LIST | Toseye Sanayeh Petro Foolad Gharb | 95 | PCS | 76 |  | ODCC-EL-IGC-0027 | IGC | 2020-10-19 | 19 | 19 | [49 empty] | 19
117 | 51 | EQMC04 |  | Conduit | Coupling | HDG Coupling size 25mm | 25mm | DPL-1071-O2-EL-PO-008-6011-A0-0-002 | OPEN PACKING LIST | Toseye Sanayeh Petro Foolad Gharb | 798 | PCS | 698 |  | ODCC-EL-IGC-0160 | IGC | 2021-10-03 | 100 | 100 | [49 empty] | 100
118 | 51 | EQMC05 |  | Conduit | Coupling | HDG Coupling size 32mm | 32mm | DPL-1071-O2-EL-PO-008-6011-A0-0-002 | OPEN PACKING LIST | Toseye Sanayeh Petro Foolad Gharb | 2112 | PCS | 1250 |  | ODCC-EL-IGC-0030 | IGC | 2020-10-06 | 612 | 612 |  | ODCC-EL-IGC-0196 | IGC | 2021-12-15 | 250 | 250 | [43 empty] | 862
119 | 51 | EQMC06 |  | Conduit | Coupling | HDG Coupling size 40mm | 40mm | 1071-IRN-42194-PFG-001D | OPEN PACKING LIST | Toseye Sanayeh Petro Foolad Gharb | 346 | PCS | 116 |  | ODCC-EL-IGC-0093 | IGC | 2021-05-02 | 80 | 80 |  | ODCC-EL-IGC-0118 | IGC | 2021-06-12 | 100 | 100 |  | ODCC-EL-IGC-0196 | IGC | 2021-12-15 | 40 | 40 |  | ODCC-EL-IGC-0221 | IGC | 2022-01-19 | 10 | 10 | [31 empty] | 230
120 | 51 | EQMC07 |  | Conduit | Coupling | HDG Coupling size 50mm | 50mm | DPL-1071-O2-EL-PO-008-6011-A0-0-002 | OPEN PACKING LIST | Toseye Sanayeh Petro Foolad Gharb | 301 | PCS | 40 | MRV | ODCC-EL-IGC-0030 | IGC | 2020-10-06 | 100 | 100 |  | ODCC-EL-EXR-0007 | EXIR | 2021-01-01 | 6 | 6 | MTR TO 44 | ODCC-EL-SEI-0007 | SEI | 2020-12-21 | 4 | 4 | MTR TO 58-78 | ODCC-EL-IGC-0031 | IGC | 2020-04-21 | 25 | 25 |  | ODCC-EL-IGC-0093 | IGC | 2021-05-02 | 50 | 50 |  | ODCC-EL-IGC-0141 | IGC | 2021-08-25 | 50 | 50 |  | ODCC-EL-IGC-0196 | IGC | 2021-12-15 | 30 | 30 | [7 empty] | ODCC-EL-SEI-0001 | SEI | 2021-01-04 | 4 | 4 |  | 261
121 | 51 | EQMC08 |  | Conduit | Coupling | HDG Coupling size 63mm | 63mm | DPL-1071-O2-EL-PO-008-6011-A0-0-002 | OPEN PACKING LIST | Toseye Sanayeh Petro Foolad Gharb | 50 | PCS | 20 |  | ODCC-EL-IGC-0107 | IGC | 2021-05-28 | 10 | 10 |  | ODCC-EL-IGC-0186 | IGC | 2021-12-08 | 20 | 20 | [43 empty] | 30
122 | 51 | EQMC11 |  | Conduit | Coupling | HDG Coupling size 75mm | 75mm | DPL-1071-O2-EL-PO-008-6011-A0-0-002 | OPEN PACKING LIST | Toseye Sanayeh Petro Foolad Gharb | 61 | PCS | 47 |  | ODCC-EL-IGC-0107 | IGC | 2021-05-28 | 5 | 5 |  | ODCC-EL-IGC-0146 | IGC | 2021-09-05 | 9 | 9 | [43 empty] | 14
123 | 51 | EQMC13 |  | Conduit | Coupling | HDG Coupling size 100mm | 100mm | DPL-1071-O2-EL-PO-008-6011-A0-0-002 | OPEN PACKING LIST | Toseye Sanayeh Petro Foolad Gharb | 50 | PCS | 50 | [55 empty] | 0
124 | 51 | EQMC14 |  | Conduit | Coupling | HDG Coupling size 150mm | 150mm | DPL-1071-O2-EL-PO-008-6011-A0-0-002 | OPEN PACKING LIST | Toseye Sanayeh Petro Foolad Gharb | 50 | PCS | 50 | [55 empty] | 0
125 | 51 | EQMC19 |  | Conduit | Coupling | HDG Coupling size 125mm | 125mm | DPL-1071-O2-EL-PO-008-6011-A0-0-002 | OPEN PACKING LIST | Toseye Sanayeh Petro Foolad Gharb | 105 | PCS | 105 | [55 empty] | 0
126 | 51 | EQMD04 |  | Conduit | Conduit | Steel Conduit Rigid (HDG)length 6m SIZE 25mm,Seamless | 25mm | DPL-1071-O2-EL-PO-008-6011-A0-0-002 | OPEN PACKING LIST | Toseye Sanayeh Petro Foolad Gharb | 8 | PCS | 8 | [55 empty] | 0
127 | 51 | EQMD05 |  | Conduit | Conduit | Steel Conduit Rigid (HDG)length 6m SIZE 32mm,Seamless | 32mm | DPL-1071-O2-EL-PO-008-6011-A0-0-002 | OPEN PACKING LIST | Toseye Sanayeh Petro Foolad Gharb | 8 | PCS | 8 | [55 empty] | 0
128 | 51 | EQMD06 |  | Conduit | Conduit | Steel Conduit Rigid (HDG)length 6m SIZE 40mm,Seamless | 40mm | DPL-1071-O2-EL-PO-008-6011-A0-0-002 | OPEN PACKING LIST | Toseye Sanayeh Petro Foolad Gharb | 11 | PCS | 11 | [55 empty] | 0
129 | 51 | EQMF05 |  | Conduit | Female Metal | Female Metal Connector size 32mm | 32mm | DPL-1071-O2-EL-PO-008-6011-A0-0-002 | OPEN PACKING LIST | Toseye Sanayeh Petro Foolad Gharb | 1842 | PCS | 1842 | [55 empty] | 0
130 | 51 | EQMF06 |  | Conduit | Female Metal | Female Metal Connector size 40mm | 40mm | DPL-1071-O2-EL-PO-008-6011-A0-0-002 | OPEN PACKING LIST | Toseye Sanayeh Petro Foolad Gharb | 185 | PCS | 185 | [55 empty] | 0
131 | 51 | EQMF07 |  | Conduit | Female Metal | Female Metal Connector size 50mm | 50mm | DPL-1071-O2-EL-PO-008-6011-A0-0-002 | OPEN PACKING LIST | Toseye Sanayeh Petro Foolad Gharb | 33 | PCS | 33 | [55 empty] | 0
132 | 51 | EQMF08 |  | Conduit | Female Metal | Female Metal Connector size 63mm | 63mm | DPL-1071-O2-EL-PO-008-6011-A0-0-002 | OPEN PACKING LIST | Toseye Sanayeh Petro Foolad Gharb | 62 | PCS | 62 | [55 empty] | 0
133 | 51 | EQMF11 |  | Conduit | Female Metal | Female Metal Connector size 75mm | 75mm | DPL-1071-O2-EL-PO-008-6011-A0-0-002 | OPEN PACKING LIST | Toseye Sanayeh Petro Foolad Gharb | 10 | PCS | 10 | [55 empty] | 0
134 | 51 | EQMF12 |  | Conduit | Female Metal | Female Metal Connector size 90mm | 90mm | DPL-1071-O2-EL-PO-008-6011-A0-0-002 | OPEN PACKING LIST | Toseye Sanayeh Petro Foolad Gharb | 10 | PCS | 10 | [55 empty] | 0
135 | 51 | EQMF13 |  | Conduit | Female Metal | Female Metal Connector size 100mm | 100mm | DPL-1071-O2-EL-PO-008-6011-A0-0-002 | OPEN PACKING LIST | Toseye Sanayeh Petro Foolad Gharb | 11 | PCS | 11 | [55 empty] | 0
136 | 51 | EQMF19 |  | Conduit | Female Metal | Female Metal Connector size 125mm | 125mm | DPL-1071-O2-EL-PO-008-6011-A0-0-002 | OPEN PACKING LIST | Toseye Sanayeh Petro Foolad Gharb | 10 | PCS | 10 | [55 empty] | 0
137 | 51 | EQMG00 |  | Conduit | Unistrut Channel | HDG Unistrut Channel, size 41x41x22x2.5t(mm),L:0.5m. | 41x41x22x2.5t(mm) | 1071-IRN-42194-PFG-001D | OPEN PACKING LIST | Toseye Sanayeh Petro Foolad Gharb | 1600 | PCS | 0 |  | ODCC-EL-IGC-0021 | IGC | 2020-10-06 | 300 | 300 |  | ODCC-EL-IGC-0026 | IGC | 2020-10-17 | 400 | 400 |  | ODCC-EL-IGC-0040 | IGC | 2020-11-19 | 400 | 400 |  | ODCC-EL-IGC-0047 | IGC | 2020-12-11 | 100 | 100 |  | ODCC-EL-IGC-0058 | IGC | 2021-01-19 | 100 | 100 |  | ODCC-EL-IGC-0062 | IGC | 2021-01-26 | 300 | 300 | [19 empty] | 1600
138 | 51 | EQMH04 |  | Conduit | Clamp for Unistrut | HDG CONDUIT Clamp for Unistrut Channel,SIZE 25mm | 25mm | 1071-IRN-42194-PFG-001D | OPEN PACKING LIST | Toseye Sanayeh Petro Foolad Gharb | 2900 | PCS | 0 |  | ODCC-EL-IGC-0008 | IGC | 2020-09-01 | 110 | 110 |  | ODCC-EL-IGC-0022 | IGC | 44115 | 390 | 390 |  | ODCC-EL-IGC-0108 | IGC | 2021-05-28 | 200 | 200 |  | ODCC-EL-IGC-0047 | IGC | 2020-12-11 | 300 | 300 |  | ODCC-EL-IGC-0056 | IGC | 2021-01-10 | 500 | 500 |  | ODCC-EL-IGC-0062 | IGC | 2021-01-26 | 300 | 300 |  | ODCC-EL-IGC-0150 | IGC | 2021-09-14 | 300 | 300 |  | ODCC-EL-IGC-0160 ODCC-EL-IGC-0180 | IGC | 10/3/2021 11/25/2021 | 800 | 800 | [7 empty] | 2900
139 | 51 | EQMH05 |  | Conduit | Clamp for Unistrut | HDG CONDUIT Clamp for Unistrut Channel,SIZE 32mm | 32mm | 1071-IRN-42194-PFG-001D | OPEN PACKING LIST | Toseye Sanayeh Petro Foolad Gharb | 2765 | PCS | 0 |  | ODCC-EL-IGC-0150 | IGC | 2021-09-14 | 400 | 400 |  | ODCC-EL-IGC-0165 | IGC | 2021-11-02 | 1500 | 1500 |  | ODCC-EL-IGC-0179 | IGC | 2021-11-22 | 700 | 700 |  | ODCC-EL-IGC-0196 | IGC | 2021-12-15 | 165 | 165 | [31 empty] | 2765
140 | 51 | EQMH05 |  | Conduit | Clamp for Unistrut | HDG CONDUIT Clamp for Unistrut Channel,SIZE 32mm | 32mm | 1071-IRN-42194-PFG-001D | OPEN PACKING LIST | Toseye Sanayeh Petro Foolad Gharb | 4915 | PCS | 0 |  | ODCC-EL-IGC-0021 | IGC | 2020-10-06 | 680 | 680 |  | ODCC-EL-IGC-0041 | IGC | 2020-11-24 | 1000 | 1000 |  | ODCC-EL-IGC-0056 | IGC | 2021-01-10 | 200 | 200 |  | ODCC-EL-IGC-0062 | IGC | 2021-01-26 | 1000 | 1000 |  | ODCC-EL-IGC-0138 | IGC | 2021-08-15 | 135 | 135 |  | ODCC-EL-IGC-0108 | IGC | 2021-05-28 | 200 | 200 |  | ODCC-EL-IGC-0114 | IGC | 2021-06-06 | 500 | 500 |  | ODCC-EL-IGC-0118 | IGC | 2021-06-12 | 1200 | 1200 | [7 empty] | 4915
141 | 51 | EQMH07 |  | Conduit | Clamp for Unistrut | HDG CONDUIT Clamp for Unistrut Channel,SIZE 50mm | 50mm | 1071-IRN-42194-PFG-001D | OPEN PACKING LIST | Toseye Sanayeh Petro Foolad Gharb | 1092 | PCS | 0 |  | ODCC-EL-IGC-0021 | IGC | 2020-10-06 | 592 | 592 |  | ODCC-EL-IGC-0050 | IGC | 2020-12-21 | 100 | 100 |  | ODCC-EL-IGC-0056 | IGC | 2021-01-10 | 200 | 200 |  | ODCC-EL-IGC-0058 | IGC | 2021-01-19 | 120 | 120 |  | ODCC-EL-IGC-0086 | IGC | 2021-04-16 | 50 | 50 |  | ODCC-EL-IGC-0165 | IGC | 2021-11-02 | 30 | 30 | [19 empty] | 1092
142 | 51 | EQMH08 |  | Conduit | Clamp for Unistrut | HDG CONDUIT Clamp for Unistrut Channel,SIZE 63mm | 63mm | 1071-IRN-42194-PFG-001D | OPEN PACKING LIST | Toseye Sanayeh Petro Foolad Gharb | 148 | PCS | 30 |  | ODCC-EL-IGC-0027 | IGC | 2020-10-19 | 18 | 18 |  | ODCC-EL-IGC-0186 | IGC | 2021-12-08 | 100 | 100 | [43 empty] | 118
143 | 51 | EQMH11 |  | Conduit | Clamp for Unistrut | HDG CONDUIT Clamp for Unistrut Channel,SIZE 75mm | 75mm | 1071-IRN-42194-PFG-001D | OPEN PACKING LIST | Toseye Sanayeh Petro Foolad Gharb | 220 | PCS | 200 |  | ODCC-EL-IGC-0027 | IGC | 2020-10-19 | 20 | 20 | [49 empty] | 20
144 | 51 | EQMH13 |  | Conduit | Clamp for Unistrut | HDG CONDUIT Clamp for Unistrut Channel,SIZE 100mm | 100mm | 1071-IRN-42194-PFG-001D | OPEN PACKING LIST | Toseye Sanayeh Petro Foolad Gharb | 280 | PCS | 250 |  | ODCC-EL-IGC-0027 | IGC | 2020-10-19 | 30 | 30 | [49 empty] | 30
145 | 51 | EQMH14 |  | Conduit | Clamp for Unistrut | HDG CONDUIT Clamp for Unistrut Channel,SIZE150mm | 150mm | 1071-IRN-42194-PFG-001D | OPEN PACKING LIST | Toseye Sanayeh Petro Foolad Gharb | 80 | PCS | 20 |  | ODCC-EL-IGC-0074 | IGC | 2021-02-24 | 60 | 60 | [49 empty] | 60
146 | 51 | EQMH19 |  | Conduit | Clamp for Unistrut | HDG CONDUIT Clamp for Unistrut Chanel Size 125mm | 125mm | DPL-1071-O2-EL-PO-008-6011-A0-0-002 | OPEN PACKING LIST | Toseye Sanayeh Petro Foolad Gharb | 144 | PCS | 30 |  | ODCC-EL-IGC-0027 | IGC | 2020-10-19 | 44 | 44 |  | ODCC-EL-IGC-0074 | IGC | 2021-02-24 | 70 | 70 | [43 empty] | 114
147 | 51 | EQMI04 |  | Conduit | Bushing | HDG Bushing, Size 25 mm | 25mm | 1071-IRN-42194-PFG-001D | OPEN PACKING LIST | Toseye Sanayeh Petro Foolad Gharb | 450 | PCS | 0 |  | ODCC-EL-IGC-0018 | IGC | 2020-09-30 | 100 | 100 |  | ODCC-EL-IGC-0074 | IGC | 2021-02-24 | 150 | 150 |  | ODCC-EL-IGC-0080 | IGC | 2021-03-13 | 50 | 50 |  | ODCC-EL-IGC-0186 | IGC | 2021-12-08 | 150 | 150 | [31 empty] | 450
148 | 51 | EQMI06 |  | Conduit | Bushing | Bushing made from Steel HDG or Aluminium suiatble for Hot Dipped Galvanized Conduits.SIZE:40 - | 40mm | 1071-IRN-42194-PFG-001D | OPEN PACKING LIST | Toseye Sanayeh Petro Foolad Gharb | 50 | PCS | 0 |  | ODCC-EL-IGC-0018 | IGC | 2020-09-30 | 50 | 50 | [49 empty] | 50
149 | 51 | EQMI07 |  | Conduit | Bushing | Bushing made from Steel HDG or Aluminium suiatble for Hot Dipped Galvanized Conduits.SIZE:50 - | 50mm | 1071-IRN-42194-PFG-001D | OPEN PACKING LIST | Toseye Sanayeh Petro Foolad Gharb | 236 | PCS | 1 |  | ODCC-EL-IGC-0018 | IGC | 2020-09-30 | 50 | 50 |  | ODCC-EL-IGC-0021 | IGC | 44110 | 86 | 86 |  | ODCC-EL-IGC-0050 | IGC | 2020-12-21 | 50 | 50 |  | ODCC-EL-IGC-0056 | IGC | 2021-01-10 | 49 | 49 | [31 empty] | 235
150 | 51 | EQMI08 |  | Conduit | Bushing | HDG Bushing,size 63mm | 63mm | 1071-IRN-42194-PFG-001D | OPEN PACKING LIST | Toseye Sanayeh Petro Foolad Gharb | 30 | PCS | 0 |  | ODCC-EL-IGC-0044 | IGC | 2020-12-01 | 30 | 30 | [49 empty] | 30
151 | 51 | EQMI11 |  | Conduit | Bushing | HDG Bushing,size 75mm | 75mm | 1071-IRN-42194-PFG-001D | OPEN PACKING LIST | Toseye Sanayeh Petro Foolad Gharb | 49 | PCS | 1 |  | ODCC-EL-IGC-0044 | IGC | 2020-12-01 | 48 | 48 | [49 empty] | 48
152 | 51 | EQMI12 |  | Conduit | Bushing | HDG Bushing,size 90mm | 90mm | 1071-IRN-42194-PFG-001D | OPEN PACKING LIST | Toseye Sanayeh Petro Foolad Gharb | 83 | PCS | 20 |  | ODCC-EL-IGC-0044 | IGC | 2020-12-01 | 63 | 63 | [49 empty] | 63
153 | 51 | EQMI14 |  | Conduit | Bushing | HDG Bushing,size 150mm | 150mm | DPL-1071-O2-EL-PO-008-6011-A0-0-002 | OPEN PACKING LIST | Toseye Sanayeh Petro Foolad Gharb | 10 | PCS | 0 |  | ODCC-EL-EXR-0004 | EXIR | 2020-11-06 | 1 | 1 | MTR TO 44 | ODCC-EL-IGC-0044 | IGC | 2020-12-01 | 9 | 9 | [43 empty] | 10
154 | 51 | EQMI19 |  | Conduit | Bushing | HDG Bushing size 125mm | 125mm | DPL-1071-O2-EL-PO-008-6011-A0-0-002 | OPEN PACKING LIST | Toseye Sanayeh Petro Foolad Gharb | 53 | PCS | 0 |  | ODCC-EL-IGC-0044 | IGC | 2020-12-01 | 53 | 53 | [49 empty] | 53
155 | 51 | EQMW05 |  | Conduit | Flexible | Flexible Metal Conduit with PVC cover size 32mm | 32mm | DPL-1071-O2-EL-PO-008-6011-A0-0-002 | OPEN PACKING LIST | Toseye Sanayeh Petro Foolad Gharb | 2357 | meter | 2357 | [55 empty] | 0
156 | 51 | EQMW06 |  | Conduit | Flexible | Flexible Metal Conduit with PVC cover size 40mm | 40mm | DPL-1071-O2-EL-PO-008-6011-A0-0-002 | OPEN PACKING LIST | Toseye Sanayeh Petro Foolad Gharb | 185 | meter | 185 | [55 empty] | 0
157 | 51 | EQMW07 |  | Conduit | Flexible | Flexible Metal Conduit with PVC cover size 50mm | 50mm | DPL-1071-O2-EL-PO-008-6011-A0-0-002 | OPEN PACKING LIST | Toseye Sanayeh Petro Foolad Gharb | 100 | meter | 100 | [55 empty] | 0
158 | 51 | EQMW08 |  | Conduit | Flexible | Flexible Metal Conduit with PVC cover size 63mm | 63mm | DPL-1071-O2-EL-PO-008-6011-A0-0-002 | OPEN PACKING LIST | Toseye Sanayeh Petro Foolad Gharb | 100 | meter | 100 | [55 empty] | 0
159 | 51 | EQMW11 |  | Conduit | Flexible | Flexible Metal Conduit with PVC cover size 75mm | 75mm | DPL-1071-O2-EL-PO-008-6011-A0-0-002 | OPEN PACKING LIST | Toseye Sanayeh Petro Foolad Gharb | 20 | meter | 20 | [55 empty] | 0
160 | 51 | EQMW12 |  | Conduit | Flexible | Flexible Metal Conduit with PVC cover size 90mm | 90mm | DPL-1071-O2-EL-PO-008-6011-A0-0-002 | OPEN PACKING LIST | Toseye Sanayeh Petro Foolad Gharb | 20 | meter | 20 | [55 empty] | 0
161 | 51 | EQMW13 |  | Conduit | Flexible | Flexible Metal Conduit with PVC cover size 100mm | 100mm | DPL-1071-O2-EL-PO-008-6011-A0-0-002 | OPEN PACKING LIST | Toseye Sanayeh Petro Foolad Gharb | 20 | meter | 20 | [55 empty] | 0
162 | 51 | EQMW19 |  | Conduit | Flexible | Flexible Metal Conduit with PVC cover size 125mm | 125mm | DPL-1071-O2-EL-PO-008-6011-A0-0-002 | OPEN PACKING LIST | Toseye Sanayeh Petro Foolad Gharb | 10 | meter | 10 | [55 empty] | 0
163 | 55 | EQMA04 |  | Conduit | Conduit | Steel Conduit, Rigid (HDG)length 6mSIZE 25mm | 25mm | 1071-IRN-42194-PFG-001D | OPEN PACKING LIST | Toseye Sanayeh Petro Foolad Gharb | 445 | PCS | 378 | * | ODCC-EL-IGC-0002 | IGC | 2020-07-16 | 5 | 5 |  | ODCC-EL-IGC-0003 | IGC | 2020-08-01 | 12 | 12 | MTR TO 75 | ODCC-EL-IGC-0062 | IGC | 2021-01-26 | 50 | 50 | [37 empty] | 67
164 | 55 | EQMA05 |  | Conduit | Conduit | Steel Conduit, Rigid (HDG)length 6mSIZE 32mm | 32mm | 1071-IRN-42194-PFG-001D | OPEN PACKING LIST | Toseye Sanayeh Petro Foolad Gharb | 508 | PCS | 134 |  | ODCC-EL-IGC-0009 | IGC | 2020-09-16 | 127 | 127 |  | ODCC-EL-IGC-0019 | IGC | 44110 | 127 | 127 |  | ODCC-EL-IGC-0062 | IGC | 2021-01-26 | 60 | 60 |  | ODCC-EL-IGC-0114 | IGC | 2021-06-06 | 35 | 35 |  | ODCC-EL-IGC-0138 | IGC | 2021-08-15 | 25 | 25 | [25 empty] | 374
165 | 55 | EQMA06 |  | Conduit | Conduit | Steel Conduit, Rigid (HDG)Iength 6m. Size 40 mm | 40mm | DPL-1071-O2-EL-PO-008-6011-A0-0-002 | OPEN PACKING LIST | Toseye Sanayeh Petro Foolad Gharb | 92 | PCS | 0 |  | ODCC-EL-IGC-0033 | IGC | 2020-04-21 | 32 | 32 |  | ODCC-EL-IGC-0031 | IGC | 2020-09-01 | 32 | 32 |  | ODCC-EL-IGC-0062 | IGC | 2021-01-26 | 28 | 28 | [37 empty] | 92
166 | 55 | EQMA07 |  | Conduit | Conduit | Steel Conduit, Rigid (HDG)Iength 6m. Size 50 mm | 50mm | DPL-1071-O2-EL-PO-008-6011-A0-0-002 | OPEN PACKING LIST | Toseye Sanayeh Petro Foolad Gharb | 85 | PCS | 5 |  | ODCC-EL-IGC-0033 | IGC | 2020-09-01 | 24 | 24 |  | ODCC-EL-IGC-0031 | IGC | 2020-04-21 | 24 | 24 |  | ODCC-EL-IGC-0058 | IGC | 2021-01-19 | 20 | 20 |  | ODCC-EL-IGC-0085 | IGC | 2021-04-11 | 12 | 12 | [31 empty] | 80
167 | 55 | EQMA08 |  | Conduit | Conduit | Steel Conduit Rigid (HDG)length 6m SIZE 63mm | 63mm | DPL-1071-O2-EL-PO-008-6011-A0-0-002 | OPEN PACKING LIST | Toseye Sanayeh Petro Foolad Gharb | 16 | PCS | 14 |  | ODCC-EL-IGC-0080 | IGC | 2021-03-13 | 2 | 2 | [49 empty] | 2
168 | 55 | EQMA11 |  | Conduit | Conduit | Steel Conduit, Rigid (HDG)length 6mSIZE 75mm | 75mm | 1071-IRN-42194-PFG-001D | OPEN PACKING LIST | Toseye Sanayeh Petro Foolad Gharb | 6 | PCS | 6 | [55 empty] | 0
169 | 55 | EQMA13 |  | Conduit | Conduit | Steel Conduit Rigid (HDG)length 6m SIZE 100mm | 100mm | DPL-1071-O2-EL-PO-008-6011-A0-0-002 | OPEN PACKING LIST | Toseye Sanayeh Petro Foolad Gharb | 7 | PCS | 4 | * | ODCC-EL-IGC-0028 | IGC | 2020-10-19 | 3 | 3 | [49 empty] | 3
170 | 55 | EQMA19 |  | Conduit | Conduit | Steel Conduit Rigid (HDG)length 6m SIZE 125mm | 125mm | DPL-1071-O2-EL-PO-008-6011-A0-0-002 | OPEN PACKING LIST | Toseye Sanayeh Petro Foolad Gharb | 7 | PCS | 7 | [55 empty] | 0
171 | 55 | EQMC04 |  | Conduit | Coupling | HDG Coupling size 25mm | 25mm | DPL-1071-O2-EL-PO-008-6011-A0-0-002 | OPEN PACKING LIST | Toseye Sanayeh Petro Foolad Gharb | 267 | PCS | 267 | [55 empty] | 0
172 | 55 | EQMC05 |  | Conduit | Coupling | HDG Coupling size 32mm | 32mm | DPL-1071-O2-EL-PO-008-6011-A0-0-002 | OPEN PACKING LIST | Toseye Sanayeh Petro Foolad Gharb | 554 | PCS | 300 |  | ODCC-EL-IGC-0030 | IGC | 2020-10-06 | 100 | 100 |  | ODCC-EL-IGC-0031 | IGC | 2020-04-21 | 154 | 154 | [43 empty] | 254
173 | 51 | EQMH06 |  | Conduit | Clamp for Unistrut | HDG CONDUIT Clamp for Unistrut Channel,SIZE 40mm | 40mm | 1071-IRN-42194-PFG-001D | OPEN PACKING LIST | Toseye Sanayeh Petro Foolad Gharb | 1256 | PCS | 0 |  | ODCC-EL-IGC-0056 | IGC | 2021-01-10 | 200 | 200 |  | ODCC-EL-IGC-0062 | IGC | 2021-01-26 | 300 | 300 |  | ODCC-EL-IGC-0118 | IGC | 2021-06-12 | 300 | 300 |  | ODCC-EL-IGC-0086 | IGC | 2021-04-16 | 350 | 350 |  | ODCC-EL-IGC-0114 | IGC | 2021-06-06 | 106 | 106 | [25 empty] | 1256
174 | 55 | EQMC06 |  | Conduit | Coupling | HDG Coupling size 40mm | 40mm | 1071-IRN-42194-PFG-001D | OPEN PACKING LIST | Toseye Sanayeh Petro Foolad Gharb | 100 | PCS | 0 |  | ODCC-EL-IGC-0007 | IGC | 2020-09-01 | 50 | 50 |  | ODCC-EL-IGC-0009 | IGC | 44090 | 50 | 50 | [43 empty] | 100
175 | 55 | EQMC07 |  | Conduit | Coupling | HDG Coupling size 50mm | 50mm | DPL-1071-O2-EL-PO-008-6011-A0-0-002 | OPEN PACKING LIST | Toseye Sanayeh Petro Foolad Gharb | 93 | PCS | 37 |  | ODCC-EL-IGC-0033 | IGC | 2020-09-01 | 33 | 33 |  | ODCC-EL-IGC-0031 | IGC | 2020-04-21 | 23 | 23 | [43 empty] | 56
176 | 55 | EQMC08 |  | Conduit | Coupling | HDG Coupling size 63mm | 63mm | DPL-1071-O2-EL-PO-008-6011-A0-0-002 | OPEN PACKING LIST | Toseye Sanayeh Petro Foolad Gharb | 50 | PCS | 50 | [55 empty] | 0
177 | 55 | EQMC11 |  | Conduit | Coupling | HDG Coupling size 75mm | 75mm | DPL-1071-O2-EL-PO-008-6011-A0-0-002 | OPEN PACKING LIST | Toseye Sanayeh Petro Foolad Gharb | 50 | PCS | 50 | [55 empty] | 0
178 | 55 | EQMC13 |  | Conduit | Coupling | HDG Coupling size 100mm | 100mm | DPL-1071-O2-EL-PO-008-6011-A0-0-002 | OPEN PACKING LIST | Toseye Sanayeh Petro Foolad Gharb | 50 | PCS | 50 | [55 empty] | 0
179 | 55 | EQMC19 |  | Conduit | Coupling | HDG Coupling size 125mm | 125mm | DPL-1071-O2-EL-PO-008-6011-A0-0-002 | OPEN PACKING LIST | Toseye Sanayeh Petro Foolad Gharb | 50 | PCS | 50 | [55 empty] | 0
180 | 55 | EQMD04 |  | Conduit | Conduit | Steel Conduit Rigid (HDG)length 6m SIZE 25mm,Seamless | 25mm | DPL-1071-O2-EL-PO-008-6011-A0-0-002 | OPEN PACKING LIST | Toseye Sanayeh Petro Foolad Gharb | 20 | PCS | 20 | [55 empty] | 0
181 | 55 | EQMD05 |  | Conduit | Conduit | Steel Conduit Rigid (HDG)length 6m SIZE 32mm,Seamless | 32mm | DPL-1071-O2-EL-PO-008-6011-A0-0-002 | OPEN PACKING LIST | Toseye Sanayeh Petro Foolad Gharb | 34 | PCS | 34 | [55 empty] | 0
182 | 55 | EQMD06 |  | Conduit | Conduit | Steel Conduit Rigid (HDG)length 6m SIZE 40mm,Seamless | 40mm | DPL-1071-O2-EL-PO-008-6011-A0-0-002 | OPEN PACKING LIST | Toseye Sanayeh Petro Foolad Gharb | 10 | PCS | 10 | [55 empty] | 0
183 | 55 | EQMF05 |  | Conduit | Female Metal | Female Metal Connector size 32mm | 32mm | DPL-1071-O2-EL-PO-008-6011-A0-0-002 | OPEN PACKING LIST | Toseye Sanayeh Petro Foolad Gharb | 403 | PCS | 403 | [55 empty] | 0
184 | 55 | EQMF06 |  | Conduit | Female Metal | Female Metal Connector size 40mm | 40mm | DPL-1071-O2-EL-PO-008-6011-A0-0-002 | OPEN PACKING LIST | Toseye Sanayeh Petro Foolad Gharb | 117 | PCS | 117 | [55 empty] | 0
185 | 55 | EQMF07 |  | Conduit | Female Metal | Female Metal Connector size 50mm | 50mm | DPL-1071-O2-EL-PO-008-6011-A0-0-002 | OPEN PACKING LIST | Toseye Sanayeh Petro Foolad Gharb | 68 | PCS | 68 | [55 empty] | 0
186 | 55 | EQMF08 |  | Conduit | Female Metal | Female Metal Connector size 63mm | 63mm | DPL-1071-O2-EL-PO-008-6011-A0-0-002 | OPEN PACKING LIST | Toseye Sanayeh Petro Foolad Gharb | 21 | PCS | 21 | [55 empty] | 0
187 | 55 | EQMF11 |  | Conduit | Female Metal | Female Metal Connector size 75mm | 75mm | DPL-1071-O2-EL-PO-008-6011-A0-0-002 | OPEN PACKING LIST | Toseye Sanayeh Petro Foolad Gharb | 5 | PCS | 5 | [55 empty] | 0
188 | 55 | EQMF13 |  | Conduit | Female Metal | Female Metal Connector size 100mm | 100mm | DPL-1071-O2-EL-PO-008-6011-A0-0-002 | OPEN PACKING LIST | Toseye Sanayeh Petro Foolad Gharb | 5 | PCS | 5 | [55 empty] | 0
189 | 55 | EQMF19 |  | Conduit | Female Metal | Female Metal Connector size 125mm | 125mm | DPL-1071-O2-EL-PO-008-6011-A0-0-002 | OPEN PACKING LIST | Toseye Sanayeh Petro Foolad Gharb | 5 | PCS | 5 | [55 empty] | 0
190 | 55 | EQMG00 |  | Conduit | Unistrut Channel | HDG Unistrut Channel, size 41x41x22x2.5t(mm),L:0.5m. | 41x41x22x2.5t(mm) | 1071-IRN-42194-PFG-001D | OPEN PACKING LIST | Toseye Sanayeh Petro Foolad Gharb | 302 | PCS | 0 |  | ODCC-EL-IGC-0002 | IGC | 2020-07-16 | 12 | 12 |  | ODCC-EL-IGC-0007 | IGC | 44075 | 112 | 112 |  | ODCC-EL-IGC-0009 | IGC | 2020-09-16 | 128 | 128 |  | ODCC-EL-IGC-0019 | IGC | 44110 | 50 | 50 | [31 empty] | 302
191 | 55 | EQMH04 |  | Conduit | Clamp for Unistrut | HDG CONDUIT Clamp for Unistrut Channel,SIZE 25mm | 25mm | 1071-IRN-42194-PFG-001D | OPEN PACKING LIST | Toseye Sanayeh Petro Foolad Gharb | 796 | PCS | 146 |  | ODCC-EL-IGC-0002 | IGC | 2020-07-16 | 50 | 50 |  | ODCC-EL-IGC-0047 | IGC | 2020-12-11 | 100 | 100 |  | ODCC-EL-IGC-0062 | IGC | 2021-01-26 | 300 | 300 |  | ODCC-EL-IGC-0108 | IGC | 2021-05-28 | 200 | 200 | [31 empty] | 650
192 | 55 | EQMH05 |  | Conduit | Clamp for Unistrut | HDG CONDUIT Clamp for Unistrut Channel,SIZE 32mm | 32mm | 1071-IRN-42194-PFG-001D | OPEN PACKING LIST | Toseye Sanayeh Petro Foolad Gharb | 2027 | PCS | 0 |  | ODCC-EL-IGC-0009 | IGC | 2020-09-16 | 500 | 500 |  | ODCC-EL-IGC-0019 | IGC | 2020-10-06 | 527 | 527 |  | ODCC-EL-IGC-0062 | IGC | 2021-01-26 | 200 | 200 |  | ODCC-EL-IGC-0108 | IGC | 2021-05-28 | 200 | 200 |  | ODCC-EL-IGC-0118 | IGC | 2021-06-12 | 400 | 400 |  | ODCC-EL-IGC-0196 | IGC | 2021-12-15 | 200 | 200 | [19 empty] | 2027
193 | 55 | EQMH06 |  | Conduit | Clamp for Unistrut | HDG CONDUIT Clamp for Unistrut Channel,SIZE 40mm | 40mm | 1071-IRN-42194-PFG-001D | OPEN PACKING LIST | Toseye Sanayeh Petro Foolad Gharb | 425 | PCS | 0 |  | ODCC-EL-IGC-0007 | IGC | 2020-09-01 | 125 | 125 |  | ODCC-EL-IGC-0009 | IGC | 2020-09-16 | 100 | 100 |  | ODCC-EL-IGC-0062 | IGC | 2021-01-26 | 200 | 200 | [37 empty] | 425
194 | 55 | EQMH07 |  | Conduit | Clamp for Unistrut | HDG CONDUIT Clamp for Unistrut Channel,SIZE 50mm | 50mm | 1071-IRN-42194-PFG-001D | OPEN PACKING LIST | Toseye Sanayeh Petro Foolad Gharb | 144 | PCS | 0 |  | ODCC-EL-IGC-0007 | IGC | 2020-09-01 | 44 | 44 |  | ODCC-EL-IGC-0009 | IGC | 2020-09-16 | 50 | 50 |  | ODCC-EL-IGC-0058 | IGC | 2021-01-19 | 50 | 50 | [37 empty] | 144
195 | 55 | EQMH08 |  | Conduit | Clamp for Unistrut | HDG CONDUIT Clamp for Unistrut Channel,SIZE 63mm | 63mm | 1071-IRN-42194-PFG-001D | OPEN PACKING LIST | Toseye Sanayeh Petro Foolad Gharb | 50 | PCS | 50 | [55 empty] | 0
196 | 55 | EQMH11 |  | Conduit | Clamp for Unistrut | HDG CONDUIT Clamp for Unistrut Channel,SIZE 75mm | 75mm | 1071-IRN-42194-PFG-001D | OPEN PACKING LIST | Toseye Sanayeh Petro Foolad Gharb | 50 | PCS | 50 | [55 empty] | 0
197 | 55 | EQMH13 |  | Conduit | Clamp for Unistrut | HDG CONDUIT Clamp for Unistrut Channel,SIZE 100mm | 100mm | 1071-IRN-42194-PFG-001D | OPEN PACKING LIST | Toseye Sanayeh Petro Foolad Gharb | 50 | PCS | 50 | [55 empty] | 0
198 | 55 | EQMH19 |  | Conduit | Clamp for Unistrut | HDG CONDUIT Clamp for Unistrut Chanel Size 125mm | 125mm | DPL-1071-O2-EL-PO-008-6011-A0-0-002 | OPEN PACKING LIST | Toseye Sanayeh Petro Foolad Gharb | 50 | PCS | 50 | [55 empty] | 0
199 | 55 | EQMI04 |  | Conduit | Bushing | HDG Bushing, Size 25 mm | 25mm | 1071-IRN-42194-PFG-001D | OPEN PACKING LIST | Toseye Sanayeh Petro Foolad Gharb | 168 | PCS | 0 |  | ODCC-EL-IGC-0017 | IGC | 2020-09-30 | 100 | 100 |  | ODCC-EL-IGC-0056 | IGC | 2021-01-10 | 68 | 68 | [43 empty] | 168
200 | 55 | EQMI07 |  | Conduit | Bushing | Bushing made from Steel HDG or Aluminium suiatble for Hot Dipped Galvanized Conduits.SIZE:50 - | 50mm | 1071-IRN-42194-PFG-001D | OPEN PACKING LIST | Toseye Sanayeh Petro Foolad Gharb | 10 | PCS | 0 |  | ODCC-EL-IGC-0007 | IGC | 2020-09-01 | 10 | 10 | [49 empty] | 10
201 | 55 | EQMI11 |  | Conduit | Bushing | HDG Bushing,size 75mm | 75mm | 1071-IRN-42194-PFG-001D | OPEN PACKING LIST | Toseye Sanayeh Petro Foolad Gharb | 10 | PCS | 0 |  | ODCC-EL-IGC-0044 | IGC | 2020-12-01 | 10 | 10 | [49 empty] | 10
202 | 55 | EQMI13 |  | Conduit | Bushing | HDG Bushing,size 100mm | 100mm | DPL-1071-O2-EL-PO-008-6011-A0-0-002 | OPEN PACKING LIST | Toseye Sanayeh Petro Foolad Gharb | 10 | PCS | 0 |  | ODCC-EL-IGC-0044 | IGC | 2020-12-01 | 10 | 10 | [49 empty] | 10
203 | 55 | EQMI19 |  | Conduit | Bushing | HDG Bushing size 125mm | 125mm | DPL-1071-O2-EL-PO-008-6011-A0-0-002 | OPEN PACKING LIST | Toseye Sanayeh Petro Foolad Gharb | 10 | PCS | 0 |  | ODCC-EL-IGC-0044 | IGC | 2020-12-01 | 10 | 10 | [49 empty] | 10
204 | 55 | EQMW05 |  | Conduit | Flexible | Flexible Metal Conduit with PVC cover size 32mm | 32mm | DPL-1071-O2-EL-PO-008-6011-A0-0-002 | OPEN PACKING LIST | Toseye Sanayeh Petro Foolad Gharb | 665 | meter | 665 | [55 empty] | 0
205 | 55 | EQMW06 |  | Conduit | Flexible | Flexible Metal Conduit with PVC cover size 40mm | 40mm | DPL-1071-O2-EL-PO-008-6011-A0-0-002 | OPEN PACKING LIST | Toseye Sanayeh Petro Foolad Gharb | 117 | meter | 117 | [55 empty] | 0
206 | 55 | EQMW07 |  | Conduit | Flexible | Flexible Metal Conduit with PVC cover size 50mm | 50mm | DPL-1071-O2-EL-PO-008-6011-A0-0-002 | OPEN PACKING LIST | Toseye Sanayeh Petro Foolad Gharb | 107 | meter | 107 | [55 empty] | 0
207 | 55 | EQMW08 |  | Conduit | Flexible | Flexible Metal Conduit with PVC cover size 63mm | 63mm | DPL-1071-O2-EL-PO-008-6011-A0-0-002 | OPEN PACKING LIST | Toseye Sanayeh Petro Foolad Gharb | 30 | meter | 30 | [55 empty] | 0
208 | 55 | EQMW11 |  | Conduit | Flexible | Flexible Metal Conduit with PVC cover size 75mm | 75mm | DPL-1071-O2-EL-PO-008-6011-A0-0-002 | OPEN PACKING LIST | Toseye Sanayeh Petro Foolad Gharb | 20 | meter | 20 | [55 empty] | 0
209 | 55 | EQMW13 |  | Conduit | Flexible | Flexible Metal Conduit with PVC cover size 100mm | 100mm | DPL-1071-O2-EL-PO-008-6011-A0-0-002 | OPEN PACKING LIST | Toseye Sanayeh Petro Foolad Gharb | 20 | meter | 20 | [55 empty] | 0
210 | 55 | EQMW19 |  | Conduit | Flexible | Flexible Metal Conduit with PVC cover size 125mm | 125mm | DPL-1071-O2-EL-PO-008-6011-A0-0-002 | OPEN PACKING LIST | Toseye Sanayeh Petro Foolad Gharb | 20 | meter | 20 | [55 empty] | 0
211 | 75 | EQMA04 |  | Conduit | Conduit | Steel Conduit, Rigid (HDG)length 6mSIZE 25mm | 25mm | 1071-IRN-42194-PFG-001D | OPEN PACKING LIST | Toseye Sanayeh Petro Foolad Gharb | 42 | PCS | 0 |  | ODCC-EL-IGC-0003 | IGC | 2020-08-01 | 42 | 42 | [49 empty] | 42
212 | 75 | EQMA05 |  | Conduit | Conduit | Steel Conduit, Rigid (HDG)length 6mSIZE 32mm | 32mm | 1071-IRN-42194-PFG-001D | OPEN PACKING LIST | Toseye Sanayeh Petro Foolad Gharb | 331 | PCS | 17 |  | ODCC-EL-IGC-0010 | IGC | 2020-09-16 | 127 | 127 |  | ODCC-EL-IGC-0020 | IGC | 2020-10-06 | 127 | 127 |  | ODCC-EL-IGC-0062 | IGC | 2021-01-26 | 60 | 60 | [37 empty] | 314
213 | 75 | EQMA06 |  | Conduit | Conduit | Steel Conduit, Rigid (HDG)Iength 6m. Size 40 mm | 40mm | DPL-1071-O2-EL-PO-008-6011-A0-0-002 | OPEN PACKING LIST | Toseye Sanayeh Petro Foolad Gharb | 45 | PCS | 0 |  | ODCC-EL-IGC-0033 | IGC | 2020-04-21 | 45 | 45 | [49 empty] | 45
214 | 75 | EQMA07 |  | Conduit | Conduit | Steel Conduit, Rigid (HDG)Iength 6m. Size 50 mm | 50mm | DPL-1071-O2-EL-PO-008-6011-A0-0-002 | OPEN PACKING LIST | Toseye Sanayeh Petro Foolad Gharb | 45 | PCS | 0 |  | ODCC-EL-IGC-0031 | IGC | 2020-04-21 | 45 | 45 | [49 empty] | 45
215 | 75 | EQMA08 |  | Conduit | Conduit | Steel Conduit Rigid (HDG)length 6m SIZE 63mm | 63mm | DPL-1071-O2-EL-PO-008-6011-A0-0-002 | OPEN PACKING LIST | Toseye Sanayeh Petro Foolad Gharb | 12 | PCS | 0 |  | ODCC-EL-IGC-0028 | IGC | 2020-10-19 | 12 | 12 | [49 empty] | 12
216 | 75 | EQMA11 |  | Conduit | Conduit | Steel Conduit, Rigid (HDG)length 6mSIZE 75mm | 75mm | 1071-IRN-42194-PFG-001D | OPEN PACKING LIST | Toseye Sanayeh Petro Foolad Gharb | 4 | PCS | 0 |  | ODCC-EL-IGC-0028 | IGC | 2020-10-19 | 4 | 4 | [49 empty] | 4
217 | 75 | EQMA13 |  | Conduit | Conduit | Steel Conduit Rigid (HDG)length 6m SIZE 100mm | 100mm | DPL-1071-O2-EL-PO-008-6011-A0-0-002 | OPEN PACKING LIST | Toseye Sanayeh Petro Foolad Gharb | 4 | PCS | 0 |  | ODCC-EL-IGC-0028 | IGC | 2020-10-19 | 4 | 4 | [49 empty] | 4
218 | 75 | EQMA14 |  | Conduit | Conduit | Steel Conduit Rigid (HDG)length 6m SIZE 150mm | 150mm | DPL-1071-O2-EL-PO-008-6011-A0-0-002 | OPEN PACKING LIST | Toseye Sanayeh Petro Foolad Gharb | 3 | PCS | 0 |  | ODCC-EL-IGC-0046 | IGC | 2020-12-07 | 3 | 3 | [49 empty] | 3
219 | 75 | EQMA19 |  | Conduit | Conduit | Steel Conduit Rigid (HDG)length 6m SIZE 125mm | 125mm | DPL-1071-O2-EL-PO-008-6011-A0-0-002 | OPEN PACKING LIST | Toseye Sanayeh Petro Foolad Gharb | 9 | PCS | 0 |  | ODCC-EL-IGC-0028 | IGC | 2020-10-19 | 9 | 9 | [49 empty] | 9
220 | 75 | EQMC04 |  | Conduit | Coupling | HDG Coupling size 25mm | 25mm | DPL-1071-O2-EL-PO-008-6011-A0-0-002 | OPEN PACKING LIST | Toseye Sanayeh Petro Foolad Gharb | 145 | PCS | 145 | [55 empty] | 0
221 | 75 | EQMC05 |  | Conduit | Coupling | HDG Coupling size 32mm | 32mm | DPL-1071-O2-EL-PO-008-6011-A0-0-002 | OPEN PACKING LIST | Toseye Sanayeh Petro Foolad Gharb | 331 | PCS | 231 |  | ODCC-EL-IGC-0031 | IGC | 2020-04-21 | 100 | 100 | [49 empty] | 100
222 | 75 | EQMC06 |  | Conduit | Coupling | HDG Coupling size 40mm | 40mm | 1071-IRN-42194-PFG-001D | OPEN PACKING LIST | Toseye Sanayeh Petro Foolad Gharb | 50 | PCS | 0 |  | ODCC-EL-IGC-0008 | IGC | 2020-09-01 | 50 | 50 | [49 empty] | 50
223 | 75 | EQMC07 |  | Conduit | Coupling | HDG Coupling size 50mm | 50mm | DPL-1071-O2-EL-PO-008-6011-A0-0-002 | OPEN PACKING LIST | Toseye Sanayeh Petro Foolad Gharb | 50 | PCS | 0 |  | ODCC-EL-IGC-0033 | IGC | 2020-09-01 | 50 | 50 | [49 empty] | 50
224 | 75 | EQMC08 |  | Conduit | Coupling | HDG Coupling size 63mm | 63mm | DPL-1071-O2-EL-PO-008-6011-A0-0-002 | OPEN PACKING LIST | Toseye Sanayeh Petro Foolad Gharb | 50 | PCS | 50 | [55 empty] | 0
225 | 75 | EQMD04 |  | Conduit | Conduit | Steel Conduit Rigid (HDG)length 6m SIZE 25mm,Seamless | 25mm | DPL-1071-O2-EL-PO-008-6011-A0-0-002 | OPEN PACKING LIST | Toseye Sanayeh Petro Foolad Gharb | 10 | PCS | 10 | [55 empty] | 0
226 | 75 | EQMD05 |  | Conduit | Conduit | Steel Conduit Rigid (HDG)length 6m SIZE 32mm,Seamless | 32mm | DPL-1071-O2-EL-PO-008-6011-A0-0-002 | OPEN PACKING LIST | Toseye Sanayeh Petro Foolad Gharb | 10 | PCS | 10 | [55 empty] | 0
227 | 75 | EQMD06 |  | Conduit | Conduit | Steel Conduit Rigid (HDG)length 6m SIZE 40mm,Seamless | 40mm | DPL-1071-O2-EL-PO-008-6011-A0-0-002 | OPEN PACKING LIST | Toseye Sanayeh Petro Foolad Gharb | 10 | PCS | 10 | [55 empty] | 0
228 | 75 | EQMF05 |  | Conduit | Female Metal | Female Metal Connector size 32mm | 32mm | DPL-1071-O2-EL-PO-008-6011-A0-0-002 | OPEN PACKING LIST | Toseye Sanayeh Petro Foolad Gharb | 454 | PCS | 454 | [55 empty] | 0
229 | 75 | EQMF06 |  | Conduit | Female Metal | Female Metal Connector size 40mm | 40mm | DPL-1071-O2-EL-PO-008-6011-A0-0-002 | OPEN PACKING LIST | Toseye Sanayeh Petro Foolad Gharb | 22 | PCS | 22 | [55 empty] | 0
230 | 75 | EQMF07 |  | Conduit | Female Metal | Female Metal Connector size 50mm | 50mm | DPL-1071-O2-EL-PO-008-6011-A0-0-002 | OPEN PACKING LIST | Toseye Sanayeh Petro Foolad Gharb | 27 | PCS | 27 | [55 empty] | 0
231 | 75 | EQMF08 |  | Conduit | Female Metal | Female Metal Connector size 63mm | 63mm | DPL-1071-O2-EL-PO-008-6011-A0-0-002 | OPEN PACKING LIST | Toseye Sanayeh Petro Foolad Gharb | 20 | PCS | 20 | [55 empty] | 0
232 | 75 | EQMF13 |  | Conduit | Female Metal | Female Metal Connector size 100mm | 100mm | DPL-1071-O2-EL-PO-008-6011-A0-0-002 | OPEN PACKING LIST | Toseye Sanayeh Petro Foolad Gharb | 20 | PCS | 20 | [55 empty] | 0
233 | 75 | EQMF19 |  | Conduit | Female Metal | Female Metal Connector size 125mm | 125mm | DPL-1071-O2-EL-PO-008-6011-A0-0-002 | OPEN PACKING LIST | Toseye Sanayeh Petro Foolad Gharb | 20 | PCS | 20 | [55 empty] | 0
234 | 75 | EQMG00 |  | Conduit | Unistrut Channel | HDG Unistrut Channel, size 41x41x22x2.5t(mm),L:0.5m. | 41x41x22x2.5t(mm) | 1071-IRN-42194-PFG-001D | OPEN PACKING LIST | Toseye Sanayeh Petro Foolad Gharb | 300 | PCS | 0 |  | ODCC-EL-IGC-0003 | IGC | 2020-08-01 | 15 | 15 |  | ODCC-EL-IGC-0005 | IGC | 2020-08-19 | 50 | 50 |  | ODCC-EL-IGC-0008 | IGC | 2020-09-01 | 100 | 100 |  | ODCC-EL-IGC-0010 | IGC | 44090 | 85 | 85 |  | ODCC-EL-IGC-0020 | IGC | 44110 | 50 | 50 | [25 empty] | 300
235 | 75 | EQMH04 |  | Conduit | Clamp for Unistrut | HDG CONDUIT Clamp for Unistrut Channel,SIZE 25mm | 25mm | 1071-IRN-42194-PFG-001D | OPEN PACKING LIST | Toseye Sanayeh Petro Foolad Gharb | 168 | PCS | 50 |  | ODCC-EL-IGC-0003 | IGC | 2020-08-01 | 70 | 70 |  | ODCC-EL-IGC-0005 | IGC | 2020-08-19 | 48 | 48 | [43 empty] | 118
236 | 75 | EQMH05 |  | Conduit | Clamp for Unistrut | HDG CONDUIT Clamp for Unistrut Channel,SIZE 32mm | 32mm | 1071-IRN-42194-PFG-001D | OPEN PACKING LIST | Toseye Sanayeh Petro Foolad Gharb | 1324 | PCS | 0 |  | ODCC-EL-IGC-0010 | IGC | 2020-09-16 | 324 | 324 |  | ODCC-EL-IGC-0020 | IGC | 2020-10-06 | 500 | 500 |  | ODCC-EL-IGC-0062 | IGC | 2021-01-26 | 200 | 200 |  | ODCC-EL-IGC-0108 | IGC | 2021-05-28 | 200 | 200 |  | ODCC-EL-IGC-0118 | IGC | 2021-06-12 | 100 | 100 | [25 empty] | 1324
237 | 75 | EQMH06 |  | Conduit | Clamp for Unistrut | HDG CONDUIT Clamp for Unistrut Channel,SIZE 40mm | 40mm | 1071-IRN-42194-PFG-001D | OPEN PACKING LIST | Toseye Sanayeh Petro Foolad Gharb | 180 | PCS | 0 |  | ODCC-EL-IGC-0008 | IGC | 2020-09-01 | 80 | 80 |  | ODCC-EL-IGC-0010 | IGC | 2020-09-16 | 50 | 50 |  | ODCC-EL-IGC-0086 | IGC | 2021-04-16 | 50 | 50 | [37 empty] | 180
238 | 75 | EQMH07 |  | Conduit | Clamp for Unistrut | HDG CONDUIT Clamp for Unistrut Channel,SIZE 50mm | 50mm | 1071-IRN-42194-PFG-001D | OPEN PACKING LIST | Toseye Sanayeh Petro Foolad Gharb | 180 | PCS | 0 |  | ODCC-EL-IGC-0008 | IGC | 2020-09-01 | 80 | 80 |  | ODCC-EL-IGC-0010 | IGC | 2020-09-16 | 50 | 50 |  | ODCC-EL-IGC-0086 | IGC | 2021-04-16 | 30 | 30 |  | ODCC-EL-IGC-0165 | IGC | 2021-11-02 | 20 | 20 | [31 empty] | 180
239 | 75 | EQMH08 |  | Conduit | Clamp for Unistrut | HDG CONDUIT Clamp for Unistrut Channel,SIZE 63mm | 63mm | 1071-IRN-42194-PFG-001D | OPEN PACKING LIST | Toseye Sanayeh Petro Foolad Gharb | 50 | PCS | 25 |  | ODCC-EL-IGC-0028 | IGC | 2020-10-19 | 25 | 25 | [49 empty] | 25
240 | 75 | EQMH11 |  | Conduit | Clamp for Unistrut | HDG CONDUIT Clamp for Unistrut Channel,SIZE 75mm | 75mm | 1071-IRN-42194-PFG-001D | OPEN PACKING LIST | Toseye Sanayeh Petro Foolad Gharb | 50 | PCS | 10 |  | ODCC-EL-IGC-0028 | IGC | 2020-10-19 | 25 | 25 |  | ODCC-EL-IGC-0086 | IGC | 2021-04-16 | 15 | 15 | [43 empty] | 40
241 | 75 | EQMH13 |  | Conduit | Clamp for Unistrut | HDG CONDUIT Clamp for Unistrut Channel,SIZE 100mm | 100mm | 1071-IRN-42194-PFG-001D | OPEN PACKING LIST | Toseye Sanayeh Petro Foolad Gharb | 50 | PCS | 0 |  | ODCC-EL-IGC-0028 | IGC | 2020-10-19 | 25 | 25 |  | ODCC-EL-IGC-0086 | IGC | 2021-04-16 | 25 | 25 | [43 empty] | 50
242 | 75 | EQMH14 |  | Conduit | Clamp for Unistrut | HDG CONDUIT Clamp for Unistrut Channel,SIZE150mm | 150mm | 1071-IRN-42194-PFG-001D | OPEN PACKING LIST | Toseye Sanayeh Petro Foolad Gharb | 50 | PCS | 0 |  | ODCC-EL-IGC-0046 | IGC | 2020-12-07 | 50 | 50 | [49 empty] | 50
243 | 75 | EQMH19 |  | Conduit | Clamp for Unistrut | HDG CONDUIT Clamp for Unistrut Chanel Size 125mm | 125mm | DPL-1071-O2-EL-PO-008-6011-A0-0-002 | OPEN PACKING LIST | Toseye Sanayeh Petro Foolad Gharb | 50 | PCS | 25 |  | ODCC-EL-IGC-0028 | IGC | 2020-10-19 | 25 | 25 | [49 empty] | 25
244 | 75 | EQMI04 |  | Conduit | Bushing | HDG Bushing, Size 25 mm | 25mm | 1071-IRN-42194-PFG-001D | OPEN PACKING LIST | Toseye Sanayeh Petro Foolad Gharb | 191 | PCS | 0 |  | ODCC-EL-IGC-0004 | IGC | 2020-08-02 | 191 | 191 | [49 empty] | 191
245 | 75 | EQMI06 |  | Conduit | Bushing | Bushing made from Steel HDG or Aluminium suiatble for Hot Dipped Galvanized Conduits.SIZE:40 - | 40mm | 1071-IRN-42194-PFG-001D | OPEN PACKING LIST | Toseye Sanayeh Petro Foolad Gharb | 9 | PCS | 0 |  | ODCC-EL-IGC-0008 | IGC | 2020-09-01 | 9 | 9 | [49 empty] | 9
246 | 75 | EQMI07 |  | Conduit | Bushing | Bushing made from Steel HDG or Aluminium suiatble for Hot Dipped Galvanized Conduits.SIZE:50 - | 50mm | 1071-IRN-42194-PFG-001D | OPEN PACKING LIST | Toseye Sanayeh Petro Foolad Gharb | 30 | PCS | 0 |  | ODCC-EL-IGC-0008 | IGC | 2020-09-01 | 30 | 30 | [49 empty] | 30
247 | 75 | EQMI08 |  | Conduit | Bushing | HDG Bushing,size 63mm | 63mm | 1071-IRN-42194-PFG-001D | OPEN PACKING LIST | Toseye Sanayeh Petro Foolad Gharb | 15 | PCS | 0 |  | ODCC-EL-IGC-0044 | IGC | 2020-12-01 | 15 | 15 | [49 empty] | 15
248 | 75 | EQMI11 |  | Conduit | Bushing | HDG Bushing,size 75mm | 75mm | 1071-IRN-42194-PFG-001D | OPEN PACKING LIST | Toseye Sanayeh Petro Foolad Gharb | 10 | PCS | 0 |  | ODCC-EL-IGC-0044 | IGC | 2020-12-01 | 10 | 10 | [49 empty] | 10
249 | 75 | EQMI13 |  | Conduit | Bushing | HDG Bushing,size 100mm | 100mm | DPL-1071-O2-EL-PO-008-6011-A0-0-002 | OPEN PACKING LIST | Toseye Sanayeh Petro Foolad Gharb | 15 | PCS | 0 |  | ODCC-EL-IGC-0044 | IGC | 2020-12-01 | 15 | 15 | [49 empty] | 15
250 | 75 | EQMI14 |  | Conduit | Bushing | HDG Bushing,size 150mm | 150mm | 1071-IRN-42194-PFG-001D | OPEN PACKING LIST | Toseye Sanayeh Petro Foolad Gharb | 5 | PCS | 0 |  | ODCC-EL-IGC-0044 | IGC | 2020-12-01 | 5 | 5 | [49 empty] | 5
251 | 75 | EQMI19 |  | Conduit | Bushing | HDG Bushing size 125mm | 125mm | DPL-1071-O2-EL-PO-008-6011-A0-0-002 | OPEN PACKING LIST | Toseye Sanayeh Petro Foolad Gharb | 10 | PCS | 0 |  | ODCC-EL-IGC-0044 | IGC | 2020-12-01 | 10 | 10 | [49 empty] | 10
252 | 75 | EQMW05 |  | Conduit | Flexible | Flexible Metal Conduit with PVC cover size 32mm | 32mm | DPL-1071-O2-EL-PO-008-6011-A0-0-002 | OPEN PACKING LIST | Toseye Sanayeh Petro Foolad Gharb | 454 | meter | 454 | [55 empty] | 0
253 | 75 | EQMW06 |  | Conduit | Flexible | Flexible Metal Conduit with PVC cover size 40mm | 40mm | DPL-1071-O2-EL-PO-008-6011-A0-0-002 | OPEN PACKING LIST | Toseye Sanayeh Petro Foolad Gharb | 22 | meter | 22 | [55 empty] | 0
254 | 75 | EQMW07 |  | Conduit | Flexible | Flexible Metal Conduit with PVC cover size 50mm | 50mm | DPL-1071-O2-EL-PO-008-6011-A0-0-002 | OPEN PACKING LIST | Toseye Sanayeh Petro Foolad Gharb | 27 | meter | 27 | [55 empty] | 0
255 | 75 | EQMW08 |  | Conduit | Flexible | Flexible Metal Conduit with PVC cover size 63mm | 63mm | DPL-1071-O2-EL-PO-008-6011-A0-0-002 | OPEN PACKING LIST | Toseye Sanayeh Petro Foolad Gharb | 30 | meter | 30 | [55 empty] | 0
256 | 75 | EQMW13 |  | Conduit | Flexible | Flexible Metal Conduit with PVC cover size 100mm | 100mm | DPL-1071-O2-EL-PO-008-6011-A0-0-002 | OPEN PACKING LIST | Toseye Sanayeh Petro Foolad Gharb | 20 | meter | 20 | [55 empty] | 0
257 | 75 | EQMW19 |  | Conduit | Flexible | Flexible Metal Conduit with PVC cover size 125mm | 125mm | DPL-1071-O2-EL-PO-008-6011-A0-0-002 | OPEN PACKING LIST | Toseye Sanayeh Petro Foolad Gharb | 20 | meter | 20 | [55 empty] | 0
258 | CR-40-01 | EQMA04 |  | Conduit | Conduit | Steel Conduit, Rigid (HDG)length 6mSIZE 25mm | 25mm | 1071-O2-EL-PO-011-6024-A0-0-001 | OPEN PACKING LIST | Toseye Sanayeh Petro Foolad Gharb | 1120 | PCS | 612 |  | ODCC-EL-IGC-0006 | IGC | 2020-08-19 | 169 | 169 |  | ODCC-EL-IGC-0013 | IGC | 2020-09-27 | 169 | 169 |  | ODCC-EL-IGC-0062 | IGC | 2021-01-26 | 100 | 100 |  | ODCC-EL-IGC-203 | IGC | 2021-12-28 | 70 | 70 | [31 empty] | 508
259 | CR-40-01 | EQMA07 |  | Conduit | Conduit | Steel Conduit, Rigid (HDG)Iength 6m. Size 50 mm | 50mm | DPL-1071-O2-EL-PO-011-6024-A0-0-002 | OPEN PACKING LIST | Toseye Sanayeh Petro Foolad Gharb | 11 | PCS | 11 | [55 empty] | 0
260 | CR-40-01 | EQMA19 |  | Conduit | Conduit | Steel Conduit Rigid (HDG)length 6m SIZE 125mm | 125mm | DPL-1071-O2-EL-PO-011-6024-A0-0-002 | OPEN PACKING LIST | Toseye Sanayeh Petro Foolad Gharb | 7 | PCS | 7 | [55 empty] | 0
261 | CR-40-01 | EQMC04 |  | Conduit | Coupling | HDG Coupling size 25mm | 25mm | DPL-1071-O2-EL-PO-011-6024-A0-0-002 | OPEN PACKING LIST | Toseye Sanayeh Petro Foolad Gharb | 1220 | PCS | 960 |  | ODCC-EL-IGC-0035 | IGC | 2020-11-09 | 220 | 220 |  | ODCC-EL-IGC-0203 | IGC | 2021-12-28 | 40 | 40 | [43 empty] | 260
262 | CR-40-01 | EQMC07 |  | Conduit | Coupling | HDG Coupling size 50mm | 50mm | DPL-1071-O2-EL-PO-011-6024-A0-0-002 | OPEN PACKING LIST | Toseye Sanayeh Petro Foolad Gharb | 12 | PCS | 12 | [55 empty] | 0
263 | CR-40-01 | EQMC19 |  | Conduit | Coupling | HDG Coupling size 125mm | 125mm | DPL-1071-O2-EL-PO-011-6024-A0-0-002 | OPEN PACKING LIST | Toseye Sanayeh Petro Foolad Gharb | 8 | PCS | 8 | [55 empty] | 0
264 | CR-40-01 | EQME04 |  | Conduit | Saddle | Saddle, Hot Dipped Galvanized Size 25mm | 25mm | DPL-1071-O2-EL-PO-011-6024-A0-0-002 | OPEN PACKING LIST | Toseye Sanayeh Petro Foolad Gharb | 4884 | PCS | 1504 |  | ODCC-EL-IGC-0039 | IGC | 2020-09-08 | 1000 | 1000 |  | ODCC-EL-IGC-0032 | IGC | 2020-09-27 | 500 | 500 |  | ODCC-EL-IGC-0062 | IGC | 2021-01-26 | 600 | 600 |  | ODCC-EL-IGC-0083 | IGC | 2021-04-04 | 500 | 500 |  | ODCC-EL-IGC-0146 | IGC | 2021-09-05 | 500 | 500 |  | ODCC-EL-IGC-203 | IGC | 2021-12-28 | 220 | 220 |  | ODCC-EL-IGC-0221 | IGC | 2022-01-19 | 60 | 60 | [13 empty] | 3380
265 | CR-40-01 | EQME07 |  | Conduit | Saddle | Saddle, Hot Dipped Galvanized Size 50mm | 50mm | DPL-1071-O2-EL-PO-011-6024-A0-0-002 | OPEN PACKING LIST | Toseye Sanayeh Petro Foolad Gharb | 48 | PCS | 0 |  | ODCC-EL-IGC-0088 | IGC | 2021-04-22 | 48 | 48 | [49 empty] | 48
266 | CR-40-01 | EQME19 |  | Conduit | Saddle | Saddle, Hot Dipped Galvanized Size 125mm | 125mm | DPL-1071-O2-EL-PO-011-6024-A0-0-002 | OPEN PACKING LIST | Toseye Sanayeh Petro Foolad Gharb | 29 | PCS | 29 | [55 empty] | 0
267 | CR-40-01 | EQMI04 |  | Conduit | Bushing | HDG Bushing, Size 25 mm | 25mm | 1071-O2-EL-PO-011-6024-A0-0-001 | OPEN PACKING LIST | Toseye Sanayeh Petro Foolad Gharb | 1232 | PCS | 0 |  | ODCC-EL-IGC-0006 | IGC | 2020-08-19 | 232 | 232 |  | ODCC-EL-IGC-0015 | IGC | 44104 | 400 | 400 |  | ODCC-EL-IGC-0069 | IGC | 2020-02-12 | 600 | 600 | [37 empty] | 1232
268 | CR-40-01 | EQMI07 |  | Conduit | Bushing | Bushing made from Steel HDG or Aluminium suiatble for Hot Dipped Galvanized Conduits.SIZE:50 - | 50mm | 1071-O2-EL-PO-011-6024-A0-0-001 | OPEN PACKING LIST | Toseye Sanayeh Petro Foolad Gharb | 5 | PCS | 0 |  | ODCC-EL-IGC-0162 | IGC | 2021-10-17 | 5 | 5 | [49 empty] | 5
269 | CR-40-01 | EQMI19 |  | Conduit | Bushing | HDG Bushing size 125mm | 125mm | DPL-1071-O2-EL-PO-011-6024-A0-0-002 | OPEN PACKING LIST | Toseye Sanayeh Petro Foolad Gharb | 5 | PCS | 5 | [55 empty] | 0
270 | SS-40-09 | EQMA04 |  | Conduit | Conduit | Steel Conduit, Rigid (HDG)length 6mSIZE 25mm | 25mm | 1071-O2-EL-PO-011-6024-A0-0-001 | OPEN PACKING LIST | Toseye Sanayeh Petro Foolad Gharb | 1043 | PCS | 605 |  | ODCC-EL-IGC-0014 | IGC | 2020-09-27 | 338 | 338 |  | ODCC-EL-IGC-0203 | IGC | 2021-12-28 | 100 | 100 | [43 empty] | 438
271 | SS-40-09 | EQMA06 |  | Conduit | Conduit | Steel Conduit, Rigid (HDG)Iength 6m. Size 40 mm | 40mm | DPL-1071-O2-EL-PO-011-6024-A0-0-002 | OPEN PACKING LIST | Toseye Sanayeh Petro Foolad Gharb | 209 | PCS | 89 |  | ODCC-EL-IGC-0180 | IGC | 2021-11-25 | 80 | 80 | Unit 51 | ODCC-EL-IGC-0203 | IGC | 2021-12-28 | 20 | 20 |  | ODCC-EL-IGC-0221 | IGC | 2022-01-19 | 20 | 20 | Unit 51 | [36 empty] | 120
272 | SS-40-09 | EQMC04 |  | Conduit | Coupling | HDG Coupling size 25mm | 25mm | DPL-1071-O2-EL-PO-011-6024-A0-0-002 | OPEN PACKING LIST | Toseye Sanayeh Petro Foolad Gharb | 1137 | PCS | 607 |  | ODCC-EL-IGC-0032 | IGC | 2020-09-27 | 500 | 500 |  | ODCC-EL-IGC-0203 | IGC | 2021-12-28 | 30 | 30 | [43 empty] | 530
273 | SS-40-09 | EQMC06 |  | Conduit | Coupling | HDG Coupling size 40mm | 40mm | 1071-O2-EL-PO-011-6024-A0-0-001 | OPEN PACKING LIST | Toseye Sanayeh Petro Foolad Gharb | 227 | PCS | 212 |  | ODCC-EL-IGC-0203 | IGC | 2021-12-28 | 15 | 15 | [49 empty] | 15
274 | SS-40-09 | EQME04 |  | Conduit | Saddle | Saddle, Hot Dipped Galvanized Size 25mm | 25mm | DPL-1071-O2-EL-PO-011-6024-A0-0-002 | OPEN PACKING LIST | Toseye Sanayeh Petro Foolad Gharb | 4549 | PCS | 2369 |  | ODCC-EL-IGC-0032 | IGC | 2020-09-27 | 1000 | 1000 |  | ODCC-EL-IGC-0083 | IGC | 2021-04-04 | 500 | 500 |  | ODCC-EL-IGC-0146 | IGC | 2021-09-05 | 500 | 500 |  | ODCC-EL-IGC-203 | IGC | 2021-12-28 | 180 | 180 | [31 empty] | 2180
275 | SS-40-09 | EQME06 |  | Conduit | Saddle | Saddle, Hot Dipped Galvanized Size 40mm | 40mm | DPL-1071-O2-EL-PO-011-6024-A0-0-002 | OPEN PACKING LIST | Toseye Sanayeh Petro Foolad Gharb | 912 | PCS | 772 |  | ODCC-EL-IGC-0203 | IGC | 2021-12-28 | 70 | 70 |  | ODCC-EL-IGC-0221 | IGC | 2022-01-19 | 70 | 70 | [43 empty] | 140
276 | SS-40-09 | EQMI04 |  | Conduit | Bushing | HDG Bushing, Size 25 mm | 25mm | 1071-O2-EL-PO-011-6024-A0-0-001 | OPEN PACKING LIST | Toseye Sanayeh Petro Foolad Gharb | 927 | PCS | 0 |  | ODCC-EL-IGC-0016 | IGC | 2020-09-30 | 300 | 300 |  | ODCC-EL-IGC-0069 | IGC | 2020-02-12 | 627 | 627 | [43 empty] | 927
277 | SS-40-09 | EQMI06 |  | Conduit | Bushing | Bushing made from Steel HDG or Aluminium suiatble for Hot Dipped Galvanized Conduits.SIZE:40 - | 40mm | 1071-O2-EL-PO-011-6024-A0-0-001 | OPEN PACKING LIST | Toseye Sanayeh Petro Foolad Gharb | 75 | PCS | 0 |  | ODCC-EL-IGC-0162 | IGC | 2021-10-17 | 75 | 75 | [49 empty] | 75
278 | 50 | EBPSA7DA |  | Lighting Pole | Street Lighting | Street Lighting Pole, 9 meter Height | 9 meter | DPL-1071-O2-EL-PO-003-6015-A0-0-002 | OPEN PACKING LIST | Mashin Sazi Shomal | 12 | PCS | 0 |  | ODCC-EL-EXR-0005 | EXIR | 2020-08-24 | 12 | 12 | [49 empty] | 12
279 | 50 | EBPSA7DA |  | Lighting Pole | Street Lighting | Street Lighting Pole, 9 meter Height | 9 meter | DPL-1071-O2-EL-PO-003-6015-A0-0-002 | OPEN PACKING LIST | Mashin Sazi Shomal | 12 | PCS | 0 |  | ODCC-EL-EXR-0005 | EXIR | 2020-08-24 | 8 | 8 |  | ODCC-EL-ARP-0002 | Abad Rahan | 2020-11-09 | 4 | 4 | for unit 44 | [42 empty] | 12
280 | 50 | EBPSA7DA |  | Lighting Pole | Street Lighting | Street Lighting Pole, 9 meter Height | 9 meter | DPL-1071-O2-EL-PO-003-6015-A0-0-002 | OPEN PACKING LIST | Mashin Sazi Shomal | 12 | PCS | 0 |  | ODCC-EL-SEK-0001 | SEKAF | 2020-08-24 | 12 | 12 | [49 empty] | 12
281 | 50 | EBPSA7DA |  | Lighting Pole | Street Lighting | Street Lighting Pole, 9 meter Height | 9 meter | DPL-1071-O2-EL-PO-003-6015-A0-0-002 | OPEN PACKING LIST | Mashin Sazi Shomal | 12 | PCS | 0 |  | ODCC-EL-SEK-0001 | SEKAF | 2020-08-24 | 3 | 3 |  | ODCC-EL-IGC-0070 | IGC | 2021-02-14 | 4 | 4 |  | ODCC-EL-IGC-0084 | IGC | 2021-04-10 | 4 | 4 |  | ODCC-EL-ARP-0005 | Abad Rahan | 2021-01-03 | 1 | 1 | [31 empty] | 12
282 | 50 | EBPSA7DA |  | Lighting Pole | Street Lighting | Street Lighting Pole, 9 meter Height | 9 meter | DPL-1071-O2-EL-PO-003-6015-A0-0-002 | OPEN PACKING LIST | Mashin Sazi Shomal | 12 | PCS | 0 |  | ODCC-EL-ARP-0005 | Abad Rahan | 2021-01-03 | 12 | 12 | [49 empty] | 12
283 | 50 | EBPSA7DA |  | Lighting Pole | Street Lighting | Street Lighting Pole, 9 meter Height | 9 meter | DPL-1071-O2-EL-PO-003-6015-A0-0-002 | OPEN PACKING LIST | Mashin Sazi Shomal | 12 | PCS | 0 |  | ODCC-EL-ARP-0005 | Abad Rahan | 2021-01-03 | 1 | 1 |  | ODCC-EL-IGC-0087 | IGC | 2021-04-20 | 5 | 5 |  | ODCC-EL-ARP-0018 | Abad Rahan | 2021-04-16 | 6 | 6 | [37 empty] | 12
284 | 50 | EBPSA7DA |  | Lighting Pole | Street Lighting | Street Lighting Pole, 9 meter Height | 9 meter | DPL-1071-O2-EL-PO-003-6015-A0-0-002 | OPEN PACKING LIST | Mashin Sazi Shomal | 12 | PCS | 0 |  | ODCC-EL-ARP-0018 | Abad Rahan | 2021-04-16 | 12 | 12 | [49 empty] | 12
285 | 50 | EBPSA7DA |  | Lighting Pole | Street Lighting | Street Lighting Pole, 9 meter Height | 9 meter | DPL-1071-O2-EL-PO-003-6015-A0-0-002 | OPEN PACKING LIST | Mashin Sazi Shomal | 12 | PCS | 0 |  | ODCC-EL-ARP-0018 | Abad Rahan | 2021-04-16 | 12 | 12 | [49 empty] | 12
286 | 50 | EBPSA7DA |  | Lighting Pole | Street Lighting | Street Lighting Pole, 9 meter Height | 9 meter | DPL-1071-O2-EL-PO-003-6015-A0-0-002 | OPEN PACKING LIST | Mashin Sazi Shomal | 12 | PCS | 0 |  | ODCC-EL-ARP-0018 | Abad Rahan | 2021-04-16 | 10 | 10 |  | ODCC-EL-IGC-0089 | IGC | 2021-04-25 | 2 | 2 | [43 empty] | 12
287 | 50 | EBPSA7DA |  | Lighting Pole | Street Lighting | Street Lighting Pole, 9 meter Height | 9 meter | DPL-1071-O2-EL-PO-003-6015-A0-0-002 | OPEN PACKING LIST | Mashin Sazi Shomal | 12 | PCS | 0 |  | ODCC-EL-IGC-0089 | IGC | 2021-04-25 | 1 | 1 |  | ODCC-EL-ARP-0021 | Abad Rahan | 2021-04-27 | 2 | 2 |  | ODCC-EL-EXR-0010 | EXIR | 2021-05-18 | 9 | 9 | [37 empty] | 12
288 | 50 | EBPSA7DA |  | Lighting Pole | Street Lighting | Street Lighting Pole, 9 meter Height | 9 meter | DPL-1071-O2-EL-PO-003-6015-A0-0-002 | OPEN PACKING LIST | Mashin Sazi Shomal | 12 | PCS | 0 |  | ODCC-EL-EXR-0010 | EXIR | 2021-05-18 | 12 | 12 | [49 empty] | 12
289 | 50 | EBPSA7DA |  | Lighting Pole | Street Lighting | Street Lighting Pole, 9 meter Height | 9 meter | DPL-1071-O2-EL-PO-003-6015-A0-0-002 | OPEN PACKING LIST | Mashin Sazi Shomal | 12 | PCS | 0 |  | ODCC-EL-EXR-0010 | EXIR | 2021-05-18 | 4 | 4 |  | ODCC-EL-SEK-0003 | SEKAF | 2021-05-18 | 8 | 8 | [43 empty] | 12
290 | 50 | EBPSA7DA |  | Lighting Pole | Street Lighting | Street Lighting Pole, 9 meter Height | 9 meter | DPL-1071-O2-EL-PO-003-6015-A0-0-002 | OPEN PACKING LIST | Mashin Sazi Shomal | 12 | PCS | 0 |  | ODCC-EL-SEK-0003 | SEKAF | 2021-05-18 | 12 | 12 | [49 empty] | 12
291 | 50 | EBPSA7DA |  | Lighting Pole | Street Lighting | Street Lighting Pole, 9 meter Height | 9 meter | DPL-1071-O2-EL-PO-003-6015-A0-0-002 | OPEN PACKING LIST | Mashin Sazi Shomal | 12 | PCS | 0 |  | ODCC-EL-SEK-0003 | SEKAF | 2021-05-18 | 10 | 10 |  | ODCC-EL-IGC-0138 | IGC | 2021-08-15 | 2 | 2 | [43 empty] | 12
292 | 50 | EBPSA7DA |  | Lighting Pole | Street Lighting | Street Lighting Pole, 9 meter Height | 9 meter | DPL-1071-O2-EL-PO-003-6015-A0-0-002 | OPEN PACKING LIST | Mashin Sazi Shomal | 12 | PCS | 0 |  | ODCC-EL-IGC-0138 | IGC | 2021-08-15 | 12 | 12 | [49 empty] | 12
293 | 50 | EBPSA7DA |  | Lighting Pole | Street Lighting | Street Lighting Pole, 9 meter Height | 9 meter | DPL-1071-O2-EL-PO-003-6015-A0-0-002 | OPEN PACKING LIST | Mashin Sazi Shomal | 12 | PCS | 3 |  | ODCC-EL-IGC-0138 | IGC | 2021-08-15 | 9 | 9 | [49 empty] | 9
294 | 50 | EBPSA7DA |  | Lighting Pole | Street Lighting | Street Lighting Pole, 9 meter Height | 9 meter | DPL-1071-O2-EL-PO-003-6015-A0-0-002 | OPEN PACKING LIST | Mashin Sazi Shomal | 12 | PCS | 12 | [55 empty] | 0
295 | 50 | EBPSA7DA |  | Lighting Pole | Street Lighting | Street Lighting Pole, 9 meter Height | 9 meter | DPL-1071-O2-EL-PO-003-6015-A0-0-002 | OPEN PACKING LIST | Mashin Sazi Shomal | 9 | PCS | 9 | [55 empty] | 0
296 | 20 | EBPFA4ED |  | Lighting Pole | Flood Lighting | Flood Lighting Pole, 12 meter Height | 12 meter | DPL-1071-O2-EL-PO-003-6015-A0-0-002 | OPEN PACKING LIST | Mashin Sazi Shomal | 4 | PCS | 4 | [55 empty] | 0
297 | 20 | EBPFA4ED |  | Lighting Pole | Flood Lighting | Flood Lighting Pole, 12 meter Height | 12 meter | DPL-1071-O2-EL-PO-003-6015-A0-0-002 | OPEN PACKING LIST | Mashin Sazi Shomal | 4 | PCS | 4 | [55 empty] | 0
298 | 41 | EBPFA3ED |  | Lighting Pole | Flood Lighting | Flood Lighting Pole, 12 meter Height | 12 meter | DPL-1071-O2-EL-PO-003-6015-A0-0-002 | OPEN PACKING LIST | Mashin Sazi Shomal | 3 | PCS | 0 |  | ODCC-EL-ARP-0020 | Abad Rahan | 2021-04-19 | 3 | 3 | [49 empty] | 3
299 | 42 | EBPFA3ED |  | Lighting Pole | Flood Lighting | Flood Lighting Pole, 12 meter Height | 12 meter | DPL-1071-O2-EL-PO-003-6015-A0-0-002 | OPEN PACKING LIST | Mashin Sazi Shomal | 3 | PCS | 0 |  | ODCC-EL-ARP-0020 | Abad Rahan | 2021-04-19 | 3 | 3 | [49 empty] | 3
300 | 43 | EBPFA2ED |  | Lighting Pole | Flood Lighting | Flood Lighting Pole, 12 meter Height | 12 meter | DPL-1071-O2-EL-PO-003-6015-A0-0-002 | OPEN PACKING LIST | Mashin Sazi Shomal | 1 | PCS | 0 |  | ODCC-EL-ARP-0005 | Abad Rahan | 2021-01-03 | 1 | 1 | [49 empty] | 1
301 | 61 | EBPFA4ED |  | Lighting Pole | Flood Lighting | Flood Lighting Pole, 12 meter Height | 12 meter | DPL-1071-O2-EL-PO-003-6015-A0-0-002 | OPEN PACKING LIST | Mashin Sazi Shomal | 3 | PCS | 0 |  | ODCC-EL-ARP-0009 | Abad Rahan | 2021-02-13 | 2 | 2 |  | ODCC-EL-ARP-0013 | Abad Rahan | 2021-02-25 | 1 | 1 | [43 empty] | 3
302 | 44 | EBPFA2ED |  | Lighting Pole | Flood Lighting | Flood Lighting Pole, 12 meter Height | 12 meter | DPL-1071-O2-EL-PO-003-6015-A0-0-002 | OPEN PACKING LIST | Mashin Sazi Shomal | 1 | PCS | 0 |  | ODCC-EL-ARP-0013 | Abad Rahan | 2021-02-25 | 1 | 1 | [49 empty] | 1
303 | 51 | EBPFA4ED |  | Lighting Pole | Flood Lighting | Flood Lighting Pole, 12 meter Height | 12 meter | DPL-1071-O2-EL-PO-003-6015-A0-0-002 | OPEN PACKING LIST | Mashin Sazi Shomal | 5 | PCS | 1 |  | ODCC-EL-IGC-0084 | IGC | 2021-04-10 | 2 | 2 |  | ODCC-EL-IGC-0186 | IGC | 2021-12-08 | 2 | 2 | [43 empty] | 4
304 | 55 | EBPFA4ED |  | Lighting Pole | Flood Lighting | Flood Lighting Pole, 12 meter Height | 12 meter | DPL-1071-O2-EL-PO-003-6015-A0-0-002 | OPEN PACKING LIST | Mashin Sazi Shomal | 6 | PCS | 1 |  | ODCC-EL-IGC-0049 | IGC | 2020-12-16 | 3 | 3 |  | ODCC-EL-IGC-0063 | IGC | 2021-01-30 | 2 | 2 | [43 empty] | 5
305 | 44 | EBPFA3ED |  | Lighting Pole | Flood Lighting | Flood Lighting Pole, 12 meter Height | 12 meter | DPL-1071-O2-EL-PO-003-6015-A0-0-002 | OPEN PACKING LIST | Mashin Sazi Shomal | 1 | PCS | 0 |  | ODCC-EL-ARP-0011 | Abad Rahan | 2021-02-16 | 1 | 1 | [49 empty] | 1
306 | 20 | EBPFA4ED |  | Lighting Pole | Accessories | Accessories for Flood Lighting Pole, 12 meter Height (Basket) | 12 meter | 1071-IRN-42194-SEMC-002D | OPEN PACKING LIST | Mashin Sazi Shomal | 1 | PCS | 1 | [55 empty] | 0
307 | 20 | EBPFA4ED |  | Lighting Pole | Accessories | Accessories for Flood Lighting Pole, 12 meter Height (Basket) | 12 meter | 1071-IRN-42194-SEMC-002D | OPEN PACKING LIST | Mashin Sazi Shomal | 1 | PCS | 1 | [55 empty] | 0
308 | 20 | EBPFA4ED |  | Lighting Pole | Accessories | Accessories for Flood Lighting Pole, 12 meter Height (Basket) | 12 meter | 1071-IRN-42194-SEMC-002D | OPEN PACKING LIST | Mashin Sazi Shomal | 1 | PCS | 1 | [55 empty] | 0
309 | 20 | EBPFA4ED |  | Lighting Pole | Accessories | Accessories for Flood Lighting Pole, 12 meter Height (Basket) | 12 meter | 1071-IRN-42194-SEMC-002D | OPEN PACKING LIST | Mashin Sazi Shomal | 1 | PCS | 1 | [55 empty] | 0
310 | 20 | EBPFA4ED |  | Lighting Pole | Accessories | Accessories for Flood Lighting Pole, 12 meter Height (Basket) | 12 meter | 1071-IRN-42194-SEMC-002D | OPEN PACKING LIST | Mashin Sazi Shomal | 1 | PCS | 1 | [55 empty] | 0
311 | 20 | EBPFA4ED |  | Lighting Pole | Accessories | Accessories for Flood Lighting Pole, 12 meter Height (Basket) | 12 meter | 1071-IRN-42194-SEMC-002D | OPEN PACKING LIST | Mashin Sazi Shomal | 1 | PCS | 1 | [55 empty] | 0
312 | 20 | EBPFA4ED |  | Lighting Pole | Accessories | Accessories for Flood Lighting Pole, 12 meter Height (Basket) | 12 meter | 1071-IRN-42194-SEMC-002D | OPEN PACKING LIST | Mashin Sazi Shomal | 1 | PCS | 1 | [55 empty] | 0
313 | 20 | EBPFA4ED |  | Lighting Pole | Accessories | Accessories for Flood Lighting Pole, 12 meter Height (Basket) | 12 meter | 1071-IRN-42194-SEMC-002D | OPEN PACKING LIST | Mashin Sazi Shomal | 1 | PCS | 1 | [55 empty] | 0
314 | 41 | EBPFA3ED |  | Lighting Pole | Accessories | Accessories for Flood Lighting Pole, 12 meter Height (Basket) | 12 meter | 1071-IRN-42194-SEMC-002D | OPEN PACKING LIST | Mashin Sazi Shomal | 1 | PCS | 0 |  | ODCC-EL-ARP-0020 | Abad Rahan | 2021-04-19 | 1 | 1 | [49 empty] | 1
315 | 41 | EBPFA3ED |  | Lighting Pole | Accessories | Accessories for Flood Lighting Pole, 12 meter Height (Basket) | 12 meter | 1071-IRN-42194-SEMC-002D | OPEN PACKING LIST | Mashin Sazi Shomal | 1 | PCS | 0 |  | ODCC-EL-ARP-0020 | Abad Rahan | 2021-04-19 | 1 | 1 | [49 empty] | 1
316 | 41 | EBPFA3ED |  | Lighting Pole | Accessories | Accessories for Flood Lighting Pole, 12 meter Height (Basket) | 12 meter | 1071-IRN-42194-SEMC-002D | OPEN PACKING LIST | Mashin Sazi Shomal | 1 | PCS | 0 |  | ODCC-EL-ARP-0020 | Abad Rahan | 2021-04-19 | 1 | 1 | [49 empty] | 1
317 | 42 | EBPFA3ED |  | Lighting Pole | Accessories | Accessories for Flood Lighting Pole, 12 meter Height (Basket) | 12 meter | 1071-IRN-42194-SEMC-002D | OPEN PACKING LIST | Mashin Sazi Shomal | 1 | PCS | 0 |  | ODCC-EL-ARP-0020 | Abad Rahan | 2021-04-19 | 1 | 1 | [49 empty] | 1
318 | 42 | EBPFA3ED |  | Lighting Pole | Accessories | Accessories for Flood Lighting Pole, 12 meter Height (Basket) | 12 meter | 1071-IRN-42194-SEMC-002D | OPEN PACKING LIST | Mashin Sazi Shomal | 1 | PCS | 0 |  | ODCC-EL-ARP-0020 | Abad Rahan | 2021-04-19 | 1 | 1 | [49 empty] | 1
319 | 42 | EBPFA3ED |  | Lighting Pole | Accessories | Accessories for Flood Lighting Pole, 12 meter Height (Basket) | 12 meter | 1071-IRN-42194-SEMC-002D | OPEN PACKING LIST | Mashin Sazi Shomal | 1 | PCS | 0 |  | ODCC-EL-ARP-0020 | Abad Rahan | 2021-04-19 | 1 | 1 | [49 empty] | 1
320 | 43 | EBPFA2ED |  | Lighting Pole | Accessories | Accessories for Flood Lighting Pole, 12 meter Height (Basket) | 12 meter | 1071-IRN-42194-SEMC-002D | OPEN PACKING LIST | Mashin Sazi Shomal | 1 | PCS | 1 | [55 empty] | 0
321 | 44 | EBPFA3ED |  | Lighting Pole | Accessories | Accessories for Flood Lighting Pole, 12 meter Height (Basket) | 12 meter | 1071-IRN-42194-SEMC-002D | OPEN PACKING LIST | Mashin Sazi Shomal | 1 | PCS | 0 |  | ODCC-EL-ARP-0011 | Abad Rahan | 2021-02-16 | 1 | 1 | [49 empty] | 1
322 | 44 | EBPFA2ED |  | Lighting Pole | Accessories | Accessories for Flood Lighting Pole, 12 meter Height (Basket) | 12 meter | 1071-IRN-42194-SEMC-002D | OPEN PACKING LIST | Mashin Sazi Shomal | 1 | PCS | 0 |  | ODCC-EL-ARP-0013 | Abad Rahan | 2021-02-25 | 1 | 1 | [49 empty] | 1
323 | 51 | EBPFA4ED |  | Lighting Pole | Accessories | Accessories for Flood Lighting Pole, 12 meter Height (Basket) | 12 meter | 1071-IRN-42194-SEMC-002D | OPEN PACKING LIST | Mashin Sazi Shomal | 1 | PCS | 0 |  | ODCC-EL-IGC-0084 | IGC | 2021-04-10 | 1 | 1 | [49 empty] | 1
324 | 51 | EBPFA4ED |  | Lighting Pole | Accessories | Accessories for Flood Lighting Pole, 12 meter Height (Basket) | 12 meter | 1071-IRN-42194-SEMC-002D | OPEN PACKING LIST | Mashin Sazi Shomal | 1 | PCS | 0 |  | ODCC-EL-IGC-0084 | IGC | 2021-04-10 | 1 | 1 | [49 empty] | 1
325 | 51 | EBPFA4ED |  | Lighting Pole | Accessories | Accessories for Flood Lighting Pole, 12 meter Height (Basket) | 12 meter | 1071-IRN-42194-SEMC-002D | OPEN PACKING LIST | Mashin Sazi Shomal | 1 | PCS | 0 |  | ODCC-EL-IGC-0186 | IGC | 2021-12-08 | 1 | 1 | [49 empty] | 1
326 | 51 | EBPFA4ED |  | Lighting Pole | Accessories | Accessories for Flood Lighting Pole, 12 meter Height (Basket) | 12 meter | 1071-IRN-42194-SEMC-002D | OPEN PACKING LIST | Mashin Sazi Shomal | 1 | PCS | 0 |  | ODCC-EL-IGC-0186 | IGC | 2021-12-08 | 1 | 1 | [49 empty] | 1
327 | 51 | EBPFA4ED |  | Lighting Pole | Accessories | Accessories for Flood Lighting Pole, 12 meter Height (Basket) | 12 meter | 1071-IRN-42194-SEMC-002D | OPEN PACKING LIST | Mashin Sazi Shomal | 1 | PCS | 1 | [55 empty] | 0
328 | 55 | EBPFA4ED |  | Lighting Pole | Accessories | Accessories for Flood Lighting Pole, 12 meter Height (Basket) | 12 meter | 1071-IRN-42194-SEMC-002D | OPEN PACKING LIST | Mashin Sazi Shomal | 1 | PCS | 0 |  | ODCC-EL-IGC-0049 | IGC | 2020-12-16 | 1 | 1 | [49 empty] | 1
329 | 55 | EBPFA4ED |  | Lighting Pole | Accessories | Accessories for Flood Lighting Pole, 12 meter Height (Basket) | 12 meter | 1071-IRN-42194-SEMC-002D | OPEN PACKING LIST | Mashin Sazi Shomal | 1 | PCS | 0 |  | ODCC-EL-IGC-0049 | IGC | 2020-12-16 | 1 | 1 | [49 empty] | 1
330 | 55 | EBPFA4ED |  | Lighting Pole | Accessories | Accessories for Flood Lighting Pole, 12 meter Height (Basket) | 12 meter | 1071-IRN-42194-SEMC-002D | OPEN PACKING LIST | Mashin Sazi Shomal | 1 | PCS | 0 |  | ODCC-EL-IGC-0049 | IGC | 2020-12-16 | 1 | 1 | [49 empty] | 1
331 | 55 | EBPFA4ED |  | Lighting Pole | Accessories | Accessories for Flood Lighting Pole, 12 meter Height (Basket) | 12 meter | 1071-IRN-42194-SEMC-002D | OPEN PACKING LIST | Mashin Sazi Shomal | 1 | PCS | 0 |  | ODCC-EL-IGC-0063 | IGC | 2021-01-30 | 1 | 1 | [49 empty] | 1
332 | 55 | EBPFA4ED |  | Lighting Pole | Accessories | Accessories for Flood Lighting Pole, 12 meter Height (Basket) | 12 meter | 1071-IRN-42194-SEMC-002D | OPEN PACKING LIST | Mashin Sazi Shomal | 1 | PCS | 0 |  | ODCC-EL-IGC-0063 | IGC | 2021-01-30 | 1 | 1 | [49 empty] | 1
333 | 55 | EBPFA4ED |  | Lighting Pole | Accessories | Accessories for Flood Lighting Pole, 12 meter Height (Basket) | 12 meter | 1071-IRN-42194-SEMC-002D | OPEN PACKING LIST | Mashin Sazi Shomal | 1 | PCS | 1 | [55 empty] | 0
334 | 61 | EBPFA4ED |  | Lighting Pole | Accessories | Accessories for Flood Lighting Pole, 12 meter Height (Basket) | 12 meter | 1071-IRN-42194-SEMC-002D | OPEN PACKING LIST | Mashin Sazi Shomal | 1 | PCS | 0 |  | ODCC-EL-ARP-0009 | Abad Rahan | 2021-02-13 | 1 | 1 | [49 empty] | 1
335 | 61 | EBPFA4ED |  | Lighting Pole | Accessories | Accessories for Flood Lighting Pole, 12 meter Height (Basket) | 12 meter | 1071-IRN-42194-SEMC-002D | OPEN PACKING LIST | Mashin Sazi Shomal | 1 | PCS | 0 |  | ODCC-EL-ARP-0009 | Abad Rahan | 2021-02-13 | 1 | 1 | [49 empty] | 1
336 | 61 | EBPFA4ED |  | Lighting Pole | Accessories | Accessories for Flood Lighting Pole, 12 meter Height (Basket) | 12 meter | 1071-IRN-42194-SEMC-002D | OPEN PACKING LIST | Mashin Sazi Shomal | 1 | PCS | 0 |  | ODCC-EL-ARP-0013 | Abad Rahan | 2021-02-25 | 1 | 1 | [49 empty] | 1
337 | 61 | EBPFA4ED |  | Lighting Pole | Accessories | Accessories for Flood Lighting Pole, 12 meter Height (Ladder) | 12 meter | 1071-IRN-42194-SEMC-002D | OPEN PACKING LIST | Mashin Sazi Shomal | 1 | PCS | 0 |  | ODCC-EL-ARP-0009 | Abad Rahan | 2021-02-13 | 1 | 1 | [49 empty] | 1
338 | 61 | EBPFA4ED |  | Lighting Pole | Accessories | Accessories for Flood Lighting Pole, 12 meter Height (Ladder) | 12 meter | 1071-IRN-42194-SEMC-002D | OPEN PACKING LIST | Mashin Sazi Shomal | 1 | PCS | 0 |  | ODCC-EL-ARP-0009 | Abad Rahan | 2021-02-13 | 1 | 1 | [49 empty] | 1
339 | 61 | EBPFA4ED |  | Lighting Pole | Accessories | Accessories for Flood Lighting Pole, 12 meter Height (Ladder) | 12 meter | 1071-IRN-42194-SEMC-002D | OPEN PACKING LIST | Mashin Sazi Shomal | 1 | PCS | 0 |  | ODCC-EL-ARP-0013 | Abad Rahan | 2021-02-25 | 1 | 1 | [49 empty] | 1
340 | 20 | EBPFA4ED |  | Lighting Pole | Accessories | Accessories for Flood Lighting Pole, 12 meter Height (Ladder) | 12 meter | 1071-IRN-42194-SEMC-002D | OPEN PACKING LIST | Mashin Sazi Shomal | 1 | PCS | 1 | [55 empty] | 0
341 | 20 | EBPFA4ED |  | Lighting Pole | Accessories | Accessories for Flood Lighting Pole, 12 meter Height (Ladder) | 12 meter | 1071-IRN-42194-SEMC-002D | OPEN PACKING LIST | Mashin Sazi Shomal | 1 | PCS | 1 | [55 empty] | 0
342 | 20 | EBPFA4ED |  | Lighting Pole | Accessories | Accessories for Flood Lighting Pole, 12 meter Height (Ladder) | 12 meter | 1071-IRN-42194-SEMC-002D | OPEN PACKING LIST | Mashin Sazi Shomal | 1 | PCS | 1 | [55 empty] | 0
343 | 20 | EBPFA4ED |  | Lighting Pole | Accessories | Accessories for Flood Lighting Pole, 12 meter Height (Ladder) | 12 meter | 1071-IRN-42194-SEMC-002D | OPEN PACKING LIST | Mashin Sazi Shomal | 1 | PCS | 1 | [55 empty] | 0
344 | 20 | EBPFA4ED |  | Lighting Pole | Accessories | Accessories for Flood Lighting Pole, 12 meter Height (Ladder) | 12 meter | 1071-IRN-42194-SEMC-002D | OPEN PACKING LIST | Mashin Sazi Shomal | 1 | PCS | 1 | [55 empty] | 0
345 | 20 | EBPFA4ED |  | Lighting Pole | Accessories | Accessories for Flood Lighting Pole, 12 meter Height (Ladder) | 12 meter | 1071-IRN-42194-SEMC-002D | OPEN PACKING LIST | Mashin Sazi Shomal | 1 | PCS | 1 | [55 empty] | 0
346 | 20 | EBPFA4ED |  | Lighting Pole | Accessories | Accessories for Flood Lighting Pole, 12 meter Height (Ladder) | 12 meter | 1071-IRN-42194-SEMC-002D | OPEN PACKING LIST | Mashin Sazi Shomal | 1 | PCS | 1 | [55 empty] | 0
347 | 20 | EBPFA4ED |  | Lighting Pole | Accessories | Accessories for Flood Lighting Pole, 12 meter Height (Ladder) | 12 meter | 1071-IRN-42194-SEMC-002D | OPEN PACKING LIST | Mashin Sazi Shomal | 1 | PCS | 1 | [55 empty] | 0
348 | 41 | EBPFA3ED |  | Lighting Pole | Accessories | Accessories for Flood Lighting Pole, 12 meter Height (Ladder) | 12 meter | 1071-IRN-42194-SEMC-002D | OPEN PACKING LIST | Mashin Sazi Shomal | 1 | PCS | 0 |  | ODCC-EL-ARP-0020 | Abad Rahan | 2021-04-19 | 1 | 1 | [49 empty] | 1
349 | 41 | EBPFA3ED |  | Lighting Pole | Accessories | Accessories for Flood Lighting Pole, 12 meter Height (Ladder) | 12 meter | 1071-IRN-42194-SEMC-002D | OPEN PACKING LIST | Mashin Sazi Shomal | 1 | PCS | 0 |  | ODCC-EL-ARP-0020 | Abad Rahan | 2021-04-19 | 1 | 1 | [49 empty] | 1
350 | 41 | EBPFA3ED |  | Lighting Pole | Accessories | Accessories for Flood Lighting Pole, 12 meter Height (Ladder) | 12 meter | 1071-IRN-42194-SEMC-002D | OPEN PACKING LIST | Mashin Sazi Shomal | 1 | PCS | 0 |  | ODCC-EL-ARP-0020 | Abad Rahan | 2021-04-19 | 1 | 1 | [49 empty] | 1
351 | 42 | EBPFA3ED |  | Lighting Pole | Accessories | Accessories for Flood Lighting Pole, 12 meter Height (Ladder) | 12 meter | 1071-IRN-42194-SEMC-002D | OPEN PACKING LIST | Mashin Sazi Shomal | 1 | PCS | 0 |  | ODCC-EL-ARP-0020 | Abad Rahan | 2021-04-19 | 1 | 1 | [49 empty] | 1
352 | 42 | EBPFA3ED |  | Lighting Pole | Accessories | Accessories for Flood Lighting Pole, 12 meter Height (Ladder) | 12 meter | 1071-IRN-42194-SEMC-002D | OPEN PACKING LIST | Mashin Sazi Shomal | 1 | PCS | 0 |  | ODCC-EL-ARP-0020 | Abad Rahan | 2021-04-19 | 1 | 1 | [49 empty] | 1
353 | 42 | EBPFA3ED |  | Lighting Pole | Accessories | Accessories for Flood Lighting Pole, 12 meter Height (Ladder) | 12 meter | 1071-IRN-42194-SEMC-002D | OPEN PACKING LIST | Mashin Sazi Shomal | 1 | PCS | 0 |  | ODCC-EL-ARP-0020 | Abad Rahan | 2021-04-19 | 1 | 1 | [49 empty] | 1
354 | 43 | EBPFA2ED |  | Lighting Pole | Accessories | Accessories for Flood Lighting Pole, 12 meter Height (Ladder) | 12 meter | 1071-IRN-42194-SEMC-002D | OPEN PACKING LIST | Mashin Sazi Shomal | 1 | PCS | 1 | [55 empty] | 0
355 | 44 | EBPFA3ED |  | Lighting Pole | Accessories | Accessories for Flood Lighting Pole, 12 meter Height (Ladder) | 12 meter | 1071-IRN-42194-SEMC-002D | OPEN PACKING LIST | Mashin Sazi Shomal | 1 | PCS | 0 |  | ODCC-EL-ARP-0011 | Abad Rahan | 2021-02-16 | 1 | 1 | [49 empty] | 1
356 | 44 | EBPFA2ED |  | Lighting Pole | Accessories | Accessories for Flood Lighting Pole, 12 meter Height (Ladder) | 12 meter | 1071-IRN-42194-SEMC-002D | OPEN PACKING LIST | Mashin Sazi Shomal | 1 | PCS | 0 |  | ODCC-EL-ARP-0013 | Abad Rahan | 2021-02-25 | 1 | 1 | [49 empty] | 1
357 | 51 | EBPFA4ED |  | Lighting Pole | Accessories | Accessories for Flood Lighting Pole, 12 meter Height (Ladder) | 12 meter | 1071-IRN-42194-SEMC-002D | OPEN PACKING LIST | Mashin Sazi Shomal | 1 | PCS | 0 |  | ODCC-EL-IGC-0084 | IGC | 2021-04-10 | 1 | 1 | [49 empty] | 1
358 | 51 | EBPFA4ED |  | Lighting Pole | Accessories | Accessories for Flood Lighting Pole, 12 meter Height (Ladder) | 12 meter | 1071-IRN-42194-SEMC-002D | OPEN PACKING LIST | Mashin Sazi Shomal | 1 | PCS | 0 |  | ODCC-EL-IGC-0084 | IGC | 2021-04-10 | 1 | 1 | [49 empty] | 1
359 | 51 | EBPFA4ED |  | Lighting Pole | Accessories | Accessories for Flood Lighting Pole, 12 meter Height (Ladder) | 12 meter | 1071-IRN-42194-SEMC-002D | OPEN PACKING LIST | Mashin Sazi Shomal | 1 | PCS | 0 |  | ODCC-EL-IGC-0186 | IGC | 2021-12-08 | 1 | 1 | [49 empty] | 1
360 | 51 | EBPFA4ED |  | Lighting Pole | Accessories | Accessories for Flood Lighting Pole, 12 meter Height (Ladder) | 12 meter | 1071-IRN-42194-SEMC-002D | OPEN PACKING LIST | Mashin Sazi Shomal | 1 | PCS | 0 |  | ODCC-EL-IGC-0186 | IGC | 2021-12-08 | 1 | 1 | [49 empty] | 1
361 | 51 | EBPFA4ED |  | Lighting Pole | Accessories | Accessories for Flood Lighting Pole, 12 meter Height (Ladder) | 12 meter | 1071-IRN-42194-SEMC-002D | OPEN PACKING LIST | Mashin Sazi Shomal | 1 | PCS | 1 | [55 empty] | 0
362 | 55 | EBPFA4ED |  | Lighting Pole | Accessories | Accessories for Flood Lighting Pole, 12 meter Height (Ladder) | 12 meter | 1071-IRN-42194-SEMC-002D | OPEN PACKING LIST | Mashin Sazi Shomal | 1 | PCS | 0 |  | ODCC-EL-IGC-0049 | IGC | 2020-12-16 | 1 | 1 | [49 empty] | 1
363 | 55 | EBPFA4ED |  | Lighting Pole | Accessories | Accessories for Flood Lighting Pole, 12 meter Height (Ladder) | 12 meter | 1071-IRN-42194-SEMC-002D | OPEN PACKING LIST | Mashin Sazi Shomal | 1 | PCS | 0 |  | ODCC-EL-IGC-0049 | IGC | 2020-12-16 | 1 | 1 | [49 empty] | 1
364 | 55 | EBPFA4ED |  | Lighting Pole | Accessories | Accessories for Flood Lighting Pole, 12 meter Height (Ladder) | 12 meter | 1071-IRN-42194-SEMC-002D | OPEN PACKING LIST | Mashin Sazi Shomal | 1 | PCS | 0 |  | ODCC-EL-IGC-0049 | IGC | 2020-12-16 | 1 | 1 | [49 empty] | 1
365 | 55 | EBPFA4ED |  | Lighting Pole | Accessories | Accessories for Flood Lighting Pole, 12 meter Height (Ladder) | 12 meter | 1071-IRN-42194-SEMC-002D | OPEN PACKING LIST | Mashin Sazi Shomal | 1 | PCS | 0 |  | ODCC-EL-IGC-0063 | IGC | 2021-01-30 | 1 | 1 | [49 empty] | 1
366 | 55 | EBPFA4ED |  | Lighting Pole | Accessories | Accessories for Flood Lighting Pole, 12 meter Height (Ladder) | 12 meter | 1071-IRN-42194-SEMC-002D | OPEN PACKING LIST | Mashin Sazi Shomal | 1 | PCS | 0 |  | ODCC-EL-IGC-0063 | IGC | 2021-01-30 | 1 | 1 | [49 empty] | 1
367 | 55 | EBPFA4ED |  | Lighting Pole | Accessories | Accessories for Flood Lighting Pole, 12 meter Height (Ladder) | 12 meter | 1071-IRN-42194-SEMC-002D | OPEN PACKING LIST | Mashin Sazi Shomal | 1 | PCS | 1 | [55 empty] | 0
368 | 20 | EBPFA4ED |  | Lighting Pole | Accessories | Accessories for Flood Lighting, 12 meter Height , Screw M10 x 30mm | 12 meter | 1071-IRN-42194-SEMC-002D | OPEN PACKING LIST | Mashin Sazi Shomal | 124 | PCS | 0 |  | ODCC-EL-IGC-0049 | IGC | 2020-12-16 | 124 | 124 | [49 empty] | 124
369 | 51 | EBPAC6BA |  | Lighting Pole | Platform | Lighting Pole,Platform Mounted(Stand Type), 2m Height | 2 meter | 1071-IRN-42194-SEMC-003D | OPEN PACKING LIST | Mashin Sazi Shomal | 250 | PCS | 0 |  | ODCC-EL-IGC-0051 | IGC | 2020-12-23 | 100 | 100 |  | ODCC-EL-IGC-0186 | IGC | 2021-12-08 | 150 | 150 | [43 empty] | 250
370 | 51 | EBPAC6BA |  | Lighting Pole | Platform | Lighting Pole,Platform Mounted(Stand Type), 2m Height | 2 meter | 1071-IRN-42194-SEMC-003D | OPEN PACKING LIST | Mashin Sazi Shomal | 250 | PCS | 0 |  | ODCC-EL-IGC-0160 | IGC | 2021-10-03 | 250 | 250 | [49 empty] | 250
371 | 51 | EBPAC6BA |  | Lighting Pole | Platform | Lighting Pole,Platform Mounted(Stand Type), 2m Height | 2 meter | 1071-IRN-42194-SEMC-003D | OPEN PACKING LIST | Mashin Sazi Shomal | 229 | PCS | 0 |  | ODCC-EL-IGC-0025 | IGC | 2020-10-14 | 229 | 229 | [49 empty] | 229
372 | 35 | EBPAC6BA |  | Lighting Pole | Platform | Lighting Pole,Platform Mounted(Stand Type), 2m Height | 2 meter | 1071-IRN-42194-SEMC-003D | OPEN PACKING LIST | Mashin Sazi Shomal | 28 | PCS | 1 |  | ODCC-EL-ARP-0057 | Abad Rahan | 2021-09-19 | 27 | 27 | [49 empty] | 27
373 | 41 | EBPAC6BA |  | Lighting Pole | Platform | Lighting Pole,Platform Mounted(Stand Type), 2m Height | 2 meter | 1071-IRN-42194-SEMC-003D | OPEN PACKING LIST | Mashin Sazi Shomal | 109 | PCS | 102 |  | ODCC-EL-ARP-0049 | Abad Rahan | 2021-07-21 | 103 | 103 | [43 empty] | ODCC-EL-ARP-0010 | ABAD RAHAN | 2022-01-24 | 96 |  |  | 7
374 | 42 | EBPAC6BA |  | Lighting Pole | Platform | Lighting Pole,Platform Mounted(Stand Type), 2m Height | 2 meter | 1071-IRN-42194-SEMC-003D | OPEN PACKING LIST | Mashin Sazi Shomal | 12 | PCS | 0 |  | ODCC-EL-ARP-0038 | Abad Rahan | 2021-06-22 | 12 | 12 | [49 empty] | 12
375 | 43 | EBPAC6BA |  | Lighting Pole | Platform | Lighting Pole,Platform Mounted(Stand Type), 2m Height | 2 meter | 1071-IRN-42194-SEMC-003D | OPEN PACKING LIST | Mashin Sazi Shomal | 28 | PCS | 0 |  | ODCC-EL-ARP-0049 | Abad Rahan | 2021-07-21 | 28 | 28 | [49 empty] | 28
376 | 44 | EBPAC6BA |  | Lighting Pole | Platform | Lighting Pole,Platform Mounted(Stand Type), 2m Height | 2 meter | 1071-IRN-42194-SEMC-003D | OPEN PACKING LIST | Mashin Sazi Shomal | 25 | PCS | 0 |  | ODCC-EL-ARP-0036 | Abad Rahan | 2021-06-15 | 25 | 25 | [49 empty] | 25
377 | 55 | EBPAC6BA |  | Lighting Pole | Platform | Lighting Pole,Platform Mounted(Stand Type), 2m Height | 2 meter | 1071-IRN-42194-SEMC-003D | OPEN PACKING LIST | Mashin Sazi Shomal | 70 | PCS | 70 | [55 empty] | 0
378 | 55 | EBPAC6BA |  | Lighting Pole | Platform | Lighting Pole,Platform Mounted(Stand Type), 2m Height | 2 meter | 1071-IRN-42194-SEMC-003D | OPEN PACKING LIST | Mashin Sazi Shomal | 75 | PCS | 75 | [55 empty] | 0
379 | 75 | EBPAC6BA |  | Lighting Pole | Platform | Lighting Pole,Platform Mounted(Stand Type), 2m Height | 2 meter | 1071-IRN-42194-SEMC-003D | OPEN PACKING LIST | Mashin Sazi Shomal | 175 | PCS | 100 |  | ODCC-EL-IGC-0024 | IGC | 2020-10-14 | 75 | 75 | [49 empty] | 75
380 | 42 | EBPAC6BA |  | Lighting Pole | Platform | Lighting Pole,Platform Mounted(Stand Type), 2m Height | 2 meter | 1071-IRN-42194-SEMC-003D | OPEN PACKING LIST | Mashin Sazi Shomal | 20 | PCS | 20 | [55 empty] | 0
381 | 61 | EBPAC6BA |  | Lighting Pole | Platform | Lighting Pole,Platform Mounted(Stand Type), 2m Height | 2 meter | 1071-IRN-42194-SEMC-003D | OPEN PACKING LIST | Mashin Sazi Shomal | 8 | PCS | 0 |  | ODCC-EL-ARP-0039 | Abad Rahan | 2021-06-22 | 8 | 8 | [49 empty] | 8
382 | 35 | EBPAA9NA |  | Lighting Pole | Self-Stand | Lighting Pole,Self-Stand Type On Grade, 2.4 m Height | 2.4 meter | 1071-IRN-42194-SEMC-003D | OPEN PACKING LIST | Mashin Sazi Shomal | 4 | PCS | 0 |  | ODCC-EL-ARP-0057 | Abad Rahan | 2021-09-19 | 4 | 4 | [49 empty] | 4
383 | 42 | EBPAA9NA |  | Lighting Pole | Self-Stand | Lighting Pole,Self-Stand Type On Grade, 2.4 m Height | 2.4 meter | 1071-IRN-42194-SEMC-003D | OPEN PACKING LIST | Mashin Sazi Shomal | 5 | PCS | 1 |  | ODCC-EL-ARP-0038 | Abad Rahan | 2021-06-22 | 4 | 4 | [49 empty] | 4
384 | 51 | EBPAA9NA |  | Lighting Pole | Self-Stand | Lighting Pole,Self-Stand Type On Grade, 2.4 m Height | 2.4 meter | 1071-IRN-42194-SEMC-003D | OPEN PACKING LIST | Mashin Sazi Shomal | 2 | PCS | 2 | [55 empty] | 0
385 | 55 | EBPAA9NA |  | Lighting Pole | Self-Stand | Lighting Pole,Self-Stand Type On Grade, 2.4 m Height | 2.4 meter | 1071-IRN-42194-SEMC-003D | OPEN PACKING LIST | Mashin Sazi Shomal | 3 | PCS | 3 | [55 empty] | 0
386 | 61 | EBPAA9NA |  | Lighting Pole | Self-Stand | Lighting Pole,Self-Stand Type On Grade, 2.4 m Height | 2.4 meter | 1071-IRN-42194-SEMC-003D | OPEN PACKING LIST | Mashin Sazi Shomal | 4 | PCS | 4 | [55 empty] | 0
387 | 75 | EBPAA9NA |  | Lighting Pole | Self-Stand | Lighting Pole,Self-Stand Type On Grade, 2.4 m Height | 2.4 meter | 1071-IRN-42194-SEMC-003D | OPEN PACKING LIST | Mashin Sazi Shomal | 2 | PCS | 2 | [55 empty] | 0
388 | 20 | EBPAA6NA |  | Lighting Pole | Self-Stand | Lighting Pole,Self-Stand Type On Grade, 2.4 m Height | 2.4 meter | 1071-IRN-42194-SEMC-003D | OPEN PACKING LIST | Mashin Sazi Shomal | 3 | PCS | 3 | [55 empty] | 0
389 | 41 | EBPWB9PA |  | Lighting Pole | Bracket | Lighting Pole,Bracket Mounted, 0.5 m Height | 0.5 meter | 1071-IRN-42194-SEMC-003D | OPEN PACKING LIST | Mashin Sazi Shomal | 18 | PCS | 2 |  | ODCC-EL-ARP-0016 | Abad Rahan | 2021-04-10 | 16 | 16 | [49 empty] | 16
390 | 43 | EBPWB9PA |  | Lighting Pole | Bracket | Lighting Pole,Bracket Mounted, 0.5 m Height | 0.5 meter | 1071-IRN-42194-SEMC-003D | OPEN PACKING LIST | Mashin Sazi Shomal | 2 | PCS | 0 |  | ODCC-EL-ARP-0049 | Abad Rahan | 2021-07-21 | 2 | 2 | [49 empty] | 2
391 | 51 | EBPWB9PA |  | Lighting Pole | Bracket | Lighting Pole,Bracket Mounted, 0.5 m Height | 0.5 meter | 1071-IRN-42194-SEMC-003D | OPEN PACKING LIST | Mashin Sazi Shomal | 50 | PCS | 0 |  | ODCC-EL-IGC-0057 | IGC | 2021-01-16 | 37 | 37 |  | ODCC-EL-IGC-0160 | IGC | 2021-10-03 | 13 | 13 | [43 empty] | 50
392 | 55 | EBPWB9PA |  | Lighting Pole | Bracket | Lighting Pole,Bracket Mounted, 0.5 m Height | 0.5 meter | 1071-IRN-42194-SEMC-003D | OPEN PACKING LIST | Mashin Sazi Shomal | 13 | PCS | 0 |  | ODCC-EL-IGC-0042 | IGC | 2020-12-01 | 13 | 13 | [49 empty] | 13
393 | 75 | EBPWB9PA |  | Lighting Pole | Bracket | Lighting Pole,Bracket Mounted, 0.5 m Height | 0.5 meter | 1071-IRN-42194-SEMC-003D | OPEN PACKING LIST | Mashin Sazi Shomal | 17 | PCS | 0 |  | ODCC-EL-IGC-0042 | IGC | 2020-12-01 | 15 | 15 |  | ODCC-EL-IGC-0160 | IGC | 2021-10-03 | 2 | 2 | [43 empty] | 17
394 | 50 | EBPWB7PA |  | Lighting Pole | Bracket Mounted | Lighting Pole,Bracket Mounted, 0.5 m Height | 0.5 meter | 1071-IRN-42194-SEMC-003D | OPEN PACKING LIST | Mashin Sazi Shomal | 12 | PCS | 9 |  | ODCC-EL-EXR-0010 | Exir | 2021-05-18 | 3 | 3 | [49 empty] | 3
395 | 51 | EBPWB6PA |  | Lighting Pole | Bracket | Lighting Pole,Bracket Mounted, 0.5 m Height | 0.5 meter | 1071-IRN-42194-SEMC-003D | OPEN PACKING LIST | Mashin Sazi Shomal | 100 | PCS | 23 |  | ODCC-EL-IGC-0057 | IGC | 2021-01-16 | 77 | 77 | [49 empty] | 77
396 | 51 | EBPWB6PA |  | Lighting Pole | Bracket | Lighting Pole,Bracket Mounted, 0.5 m Height | 0.5 meter | 1071-IRN-42194-SEMC-003D | OPEN PACKING LIST | Mashin Sazi Shomal | 100 | PCS | 77 |  | ODCC-EL-IGC-0160 | IGC | 2021-10-03 | 23 | 23 | [49 empty] | 23
397 | 51 | EBPWB6PA |  | Lighting Pole | Bracket | Lighting Pole,Bracket Mounted, 0.5 m Height | 0.5 meter | 1071-IRN-42194-SEMC-003D | OPEN PACKING LIST | Mashin Sazi Shomal | 100 | PCS | 100 | [55 empty] | 0
398 | 55 | EBPWB6PA |  | Lighting Pole | Bracket | Lighting Pole,Bracket Mounted, 0.5 m Height | 0.5 meter | 1071-IRN-42194-SEMC-003D | OPEN PACKING LIST | Mashin Sazi Shomal | 39 | PCS | 2 |  | ODCC-EL-IGC-0042 | IGC | 2020-12-01 | 37 | 37 | [49 empty] | 37
399 | 75 | EBPWB6PA |  | Lighting Pole | Bracket | Lighting Pole,Bracket Mounted, 0.5 m Height | 0.5 meter | 1071-IRN-42194-SEMC-003D | OPEN PACKING LIST | Mashin Sazi Shomal | 70 | PCS | 0 |  | ODCC-EL-IGC-0042 | IGC | 2020-12-01 | 70 | 70 | [49 empty] | 70
400 | 50 | EBPSA7DA_SCRW |  | Lighting Pole | Accessories | Accessories for Street Lighting Pole, 9 meter Height , Screw M 10x30 mm | 9 meter | 1071-IRN-42194-SEMC-002D | OPEN PACKING LIST | Mashin Sazi Shomal | 1704 | PCS | 192 |  | ODCC-EL-IGC-0070 | IGC | 2021-02-14 | 16 | 16 |  | ODCC-EL-ARP-0005 | Abad Rahan | 2021-01-03 | 140 | 140 |  | ODCC-EL-EXR-0010 | EXIR | 2021-05-18 | 270 | 270 |  | ODCC-EL-SEK-0003 | SEKAF | 2021-05-18 | 270 | 270 |  | ODCC-EL-ARP-0042 | Abad Rahan | 2021-06-27 | 340 | 340 |  | ODCC-EL-IGC-0138 | IGC | 2021-08-15 | 296 | 296 |  | ODCC-EL-SEK-0006 | SEKAF | 2021-10-03 | 90 | 90 |  | ODCC-EL-EXR-0014 | EXIR | 2021-11-13 | 90 | 90 | [7 empty] | 1512
401 | 51 | BOLTWN-M6-30-DAC | 51-55-75 | Bolt & Nut | Bolt & Nut | Dacromet Bolt & NUT & FLATE WASHER & Spring washer M6*30 For Conduit Clamp M25&M40&M50&M63&M75 | M 6*30mm | DPL-1071-O2-EL-PO-008-6011-A0-0-003 | OPEN PACKING LIST | Toseye Sanayeh Petro Foolad Gharb | 18740 | PCS | 268 | * | ODCC-EL-IGC-0034 ODCC-EL-IGC-0124 | IGC | 2020-09-08 | 2439 | 2439 | 51-55-75 | ODCC-EL-IGC-0039 ODCC-EL-IGC-0138 | IGC | 2020-09-08 | 1168 | 1168 | 51-55-75 | ODCC-EL-IGC-0030 ODCC-EL-IGC-0062 | IGC | 2020-10-06 | 4972 | 4972 | FOR 51-55-75 | ODCC-EL-IGC-0031 ODCC-EL-IGC-0118 | IGC | 2020-04-21 | 3074 | 3074 | 51-55-75 | ODCC-EL-IGC-0038 ODCC-EL-IGC-0086 | IGC | 2020-10-11 | 885 | 885 |  | ODCC-EL-IGC-0041 ODCC-EL-IGC-0050 ODCC-EL-IGC-0056 | IGC | 2020-11-24 | 2400 | 2400 | For Unit 51 | ODCC-EL-ARP-0004 ODCC-EL-ARP-0005 | Abad Rahan | 2020-12-03 | 134 | 134 | 61-42 | ODCC-EL-IGC-0047 ODCC-EL-IGC-0111 ODCC-EL-IGC-0175 | IGC | 2020-12-11 | 3400 | 3400 | 51-55-75 | [6 empty] | 18472
402 | 51 | BOLTWN-M6-50-DAC | 51-55-75 | Bolt & Nut | Bolt & Nut | Dacromet Bolt & NUT & FLATE WASHER & Spring washer M6*50 For Conduit Clamp M100&M125&M150 | M 6*50mm | DPL-1071-O2-EL-PO-008-6011-A0-0-003 | OPEN PACKING LIST | Toseye Sanayeh Petro Foolad Gharb | 754 | PCS | 89 | * | ODCC-EL-IGC-0027 | IGC | 2020-10-19 | 112 | 112 | FOR Unit 51 | ODCC-EL-IGC-0028 | IGC | 2020-10-19 | 100 | 100 | FOR Unit 75 | ODCC-EL-ARP-0004 | Abad Rahan | 2020-12-03 | 8 | 8 | MTR TO UNIT 61 | ODCC-EL-IGC-0046 | IGC | 2020-12-07 | 50 | 50 | For Unit 75 | ODCC-EL-IGC-0074 | IGC | 2021-02-24 | 130 | 130 | FOR 51-55-75 | ODCC-EL-IGC-0086 | IGC | 2021-04-16 | 25 | 25 | For Unit 75 | ODCC-EL-IGC-0180 | IGC | 2021-11-25 | 240 | 240 | [13 empty] | 665
403 | 51 | EQMG00 | 51-55-75 | Conduit | Unistrut Channel | HDG Unistrut Channel, size 41x41x22x2.5t(mm),L:0.5m. | 41x41x22x2.5t(mm) | DPL-1071-O2-EL-PO-008-6011-A0-0-003 | OPEN PACKING LIST | Toseye Sanayeh Petro Foolad Gharb | 8 | PCS | 0 |  | ODCC-EL-IGC-0074 | IGC | 2021-02-24 | 8 | 8 | [49 empty] | 8
404 | SS-40-09 | BOLTWN-M5-20-DAC |  | Bolt & Nut | Bolt & Nut | Dacromet Bolt & Nut M5*20 For Saddle M25 & M40 & M50 | M 5*20mm | DPL-1071-O2-EL-PO-011-6024-A0-0-003 | OPEN PACKING LIST | Toseye Sanayeh Petro Foolad Gharb | 20786 | PCS | 3386 |  | ODCC-EL-IGC-0039 | IGC | 2020-09-08 | 2000 | 2000 |  | ODCC-EL-IGC-0032 | IGC | 2020-09-27 | 3000 | 3000 | 1000=CR 2000=SS | ODCC-EL-IGC-0029 | IGC | 2020-11-05 | 1800 | 1800 | 900 PCS MTR TO CR-40-03 900 PCS MTR TO SS-40-05 | ODCC-EL-IGC-0045 | IGC | 2020-12-02 | 3000 | 3000 | 600 PCS FOR EACH BUULDING MTR TO RIB-40-01&02&03,CR-40-02&03 | ODCC-EL-IGC-0052 | IGC | 2020-12-24 | 3000 | 3000 | 600 PCS FOR EACH BUULDING MTR TO RIB-40-02&03,CR-40-02&03,SS-40-05 | ODCC-EL-IGC-0060 | IGC | 2021-01-24 | 3400 | 3400 | CR-02/03 SS-03/04/05 | ODCC-EL-IGC-0062 | IGC | 2021-01-26 | 1200 | 1200 | CR-40-01 | [12 empty] | 17400
405 | SS-40-09 | BOLTWN-M8-20-DAC |  | Bolt & Nut | Bolt & Nut | Dacromet Bolt & Nut M8*20 For Saddle M125 | M 8*20mm | DPL-1071-O2-EL-PO-011-6024-A0-0-003 | OPEN PACKING LIST | Toseye Sanayeh Petro Foolad Gharb | 58 | PCS | 58 | [30 empty] | CR-02-03 | [24 empty] | 0
406 | SS-40-09 | BOLT-M6-50 |  | Bolt & Nut | Bolt & Nut | Dacromet Bolt For using Roll plug M6*50 for all saddle | M 6*50mm | DPL-1071-O2-EL-PO-011-6024-A0-0-003 | OPEN PACKING LIST | Toseye Sanayeh Petro Foolad Gharb | 20844 | PCS | 3196 | * | ODCC-EL-IGC-0039 | IGC | 2020-09-08 | 2000 | 2000 |  | ODCC-EL-IGC-0032 | IGC | 2020-09-27 | 3000 | 3000 | 1000=CR 2000=SS | ODCC-EL-IGC-0029 | IGC | 2020-11-05 | 1800 | 1800 | 900 PCS MTR TO CR-40-03 900 PCS MTR TO SS-40-05 | ODCC-EL-IGC-0045 | IGC | 2020-12-02 | 3000 | 3000 | 600 PCS FOR EACH BUILDING MTR TO RIB-40-01&02&03,CR-40-02&03 | ODCC-EL-ARP-0004 ODCC-EL-ARP-0005 | Abad Rahan | 2020-12-03 | 248 | 248 | RIB-02-03 U 42 | ODCC-EL-IGC-0052 | IGC | 2020-12-24 | 3000 | 3000 | 600 PCS FOR EACH BUILLDING CR-02-03 RIB-02-03 SS-05 | ODCC-EL-IGC-0060 | IGC | 2021-01-24 | 3400 | 3400 | CR-02/03 SS-03/04/05 | ODCC-EL-IGC-0062 | IGC | 2021-01-26 | 1200 | 1200 | CR-40-01 | [6 empty] | 17648
407 | SS-40-09 | ROLL-PLUG-M6-50 |  | Bolt & Nut | Roll plug | Roll plug M6*50 For all Saddle | M 6*50mm | DPL-1071-O2-EL-PO-011-6024-A0-0-003 | OPEN PACKING LIST | Toseye Sanayeh Petro Foolad Gharb | 20844 | PCS | 3300 | * | ODCC-EL-IGC-0039 | IGC | 2020-09-08 | 2000 | 2000 |  | ODCC-EL-IGC-0032 | IGC | 2020-09-27 | 3000 | 3000 | 1000=CR 2000=SS | ODCC-EL-IGC-0029 | IGC | 2020-11-05 | 1800 | 1800 | 900 PCS MTR TO CR-40-03 900 PCS MTR TO SS-40-05 | ODCC-EL-ARP-0004 | Abad Rahan | 2020-12-03 | 144 | 144 | MTR TO UNIT 61 | ODCC-EL-IGC-0045 | IGC | 2020-12-02 | 3000 | 3000 | SS-05 | ODCC-EL-IGC-0052 | IGC | 2020-12-24 | 3000 | 3000 | 600 PCS FOR EACH BUULDING MTR TO RIB-40-02&03,CR-40-02&03,SS-40-05 | ODCC-EL-IGC-0060 | IGC | 2021-01-24 | 3400 | 3400 | CR-02/03 SS-03/04/05 | ODCC-EL-IGC-0062 | IGC | 2021-01-26 | 1200 | 1200 | CR-40-01 | [6 empty] | 17544
408 | SS-40-09 | ECCT1CCB1102HHT | U48/09-XLSV-01-2-A5-01 | Cable | LV | Cu/XLPE/Bd/Lsh/Bd/SWA/PVC,N2XKYRGbY-O 2x16 mm2 rm (DRUM NO:14-831) | 2*16 | DPL-1071-O2 -EL-PO-002-6002-A0-1-001 | OPEN PACKING LIST | Kerman Cable Industries | 821 | meter | 821 | [55 empty] | 0
409 | 51 | ECCT1CCB1102HHT | U51-XLSV-01-2-A5-01 | Cable | LV | Cu/XLPE/Bd/Lsh/Bd/SWA/PVC,N2XKYRGbY-O 2x16 mm2 rm (DRUM NO:12-828) | 2*16 | DPL-1071-O2 -EL-PO-002-6002-A0-1-001 | OPEN PACKING LIST | Kerman Cable Industries | 334 | meter | 0 |  | ODCC-EL-IGC-0163 | IGC | 2021-10-23 | 334 | 334 | [49 empty] | 334
410 | 55 | ECCT1CCB1102HHT | U55-XLSV-01-2-A5-01 | Cable | LV | Cu/XLPE/Bd/Lsh/Bd/SWA/PVC,N2XKYRGbY-O 2x16 mm2 rm (DRUM NO:12-830) | 2*16 | DPL-1071-O2 -EL-PO-002-6002-A0-1-001 | OPEN PACKING LIST | Kerman Cable Industries | 502 | meter | 142 | MRV | ODCC-EL-IGC-0105 | IGC | 2021-05-23 | 502 | 502 | [43 empty] | ODCC-EL-IGC-0008 | IGC | 2021-08-26 | 142 |  |  | 360
411 | 75 | ECCT1CCB1102HHT | U75-XLSV-01-2-A5-01 | Cable | LV | Cu/XLPE/Bd/Lsh/Bd/SWA/PVC,N2XKYRGbY-O 2x16 mm2 rm (DRUM NO:12-829) | 2*16 | DPL-1071-O2 -EL-PO-002-6002-A0-1-001 | OPEN PACKING LIST | Kerman Cable Industries | 487 | meter | 0 |  | ODCC-EL-IGC-0121 | IGC | 2021-06-22 | 487 | 487 | [49 empty] | 487
412 | SS-40-09 | ECCT1CCB1102IIT | U48/09-XLSV-01-2-A6-01 | Cable | LV | Cu/XLPE/Bd/Lsh/Bd/SWA/PVC,N2XKYRGbY-O 2x25 mm2 rm (DRUM NO:10-833) | 2*25 | DPL-1071-O2 -EL-PO-002-6002-A0-1-001 | OPEN PACKING LIST | Kerman Cable Industries | 134 | meter | 0 |  | ODCC-EL-IGC-0224 | IGC | 2022-01-22 | 134 | 134 | [49 empty] | 134
413 | 51 | ECCT1CCB1102IIT | U51-XLSV-01-2-A6-01 | Cable | LV | Cu/XLPE/Bd/Lsh/Bd/SWA/PVC,N2XKYRGbY-O 2x25 mm2 rm (DRUM NO:12-834) | 2*25 | DPL-1071-O2 -EL-PO-002-6002-A0-1-001 | OPEN PACKING LIST | Kerman Cable Industries | 334 | meter | 0 |  | ODCC-EL-IGC-0163 | IGC | 2021-10-23 | 334 | 334 | [49 empty] | 334
414 | 51 | ECCT1CCB1103HHH | U51-XLSV-01-3-A5-02 | Cable | LV | Cu/XLPE/Bd/Lsh/Bd/SWA/PVC,N2XKYRGbY-J 3x16 rm (DRUM NO:18-841) | 3*16 | DPL-1071-O2 -EL-PO-002-6002-A0-1-001 | OPEN PACKING LIST | Kerman Cable Industries | 1220 | meter | 0 |  | ODCC-EL-IGC-0156 | IGC | 2021-09-28 | 1220 | 1220 | [49 empty] | 1220
415 | 51 | ECCT1CCB1103HHH | U51-XLSV-01-3-A5-03 | Cable | LV | Cu/XLPE/Bd/Lsh/Bd/SWA/PVC,N2XKYRGbY-J 3x16 rm (DRUM NO:20-842) | 3*16 | DPL-1071-O2 -EL-PO-002-6002-A0-1-001 | OPEN PACKING LIST | Kerman Cable Industries | 1510 | meter | 0 |  | ODCC-EL-IGC-0156 | IGC | 2021-09-28 | 1510 | 1510 | [49 empty] | 1510
416 | 55 | ECCT1CCB1103HHH | U55-XLSV-01-3-A5-02 | Cable | LV | Cu/XLPE/Bd/Lsh/Bd/SWA/PVC,N2XKYRGbY-J 3x16 rm (DRUM NO:16-840) | 3*16 | DPL-1071-O2 -EL-PO-002-6002-A0-1-001 | OPEN PACKING LIST | Kerman Cable Industries | 1076 | meter | 0 |  | ODCC-EL-IGC-0106 | IGC | 2021-05-27 | 1076 | 1076 | [49 empty] | 1076
417 | 75 | ECCT1CCB1103HHH | U75-XLSV-01-3-A5-04 | Cable | LV | Cu/XLPE/Bd/Lsh/Bd/SWA/PVC,N2XKYRGbY-J 3x16 rm (DRUM NO:10-839) | 3*16 | DPL-1071-O2 -EL-PO-002-6002-A0-1-001 | OPEN PACKING LIST | Kerman Cable Industries | 185 | meter | 0 |  | ODCC-EL-IGC-0110 | IGC | 2021-06-02 | 185 | 185 | [49 empty] | 185
418 | 51 | ECCT1CCB1103HTT | U51-XLSV-01-3-A5-01 | Cable | LV | Cu/XLPE/Bd/Lsh/Bd/SWA/PVC,N2XKYRGbY-O 3x16 mm2 rm (DRUM NO:18-954) | 3*16 | DPL-1071-O2 -EL-PO-002-6002-A0-1-001 | OPEN PACKING LIST | Kerman Cable Industries | 1339 | meter | 0 |  | ODCC-EL-IGC-0145 | IGC | 2021-09-05 | 1339 | 1339 | [49 empty] | 1339
419 | 55 | ECCT1CCB1103HTT | U55-XLSV-01-3-A5-01 | Cable | LV | Cu/XLPE/Bd/Lsh/Bd/SWA/PVC,N2XKYRGbY-O 3x16 mm2 rm (DRUM NO:16-951) | 3*16 | DPL-1071-O2 -EL-PO-002-6002-A0-1-001 | OPEN PACKING LIST | Kerman Cable Industries | 849 | meter | 0 |  | ODCC-EL-IGC-0103 | IGC | 2021-05-18 | 849 | 849 | [49 empty] | 849
420 | 75 | ECCT1CCB1103HTT | U75-XLSV-01-3-A5-01 | Cable | LV | Cu/XLPE/Bd/Lsh/Bd/SWA/PVC,N2XKYRGbY-O 3x16 mm2 rm (DRUM NO:16-953) | 3*16 | DPL-1071-O2 -EL-PO-002-6002-A0-1-001 | OPEN PACKING LIST | Kerman Cable Industries | 1087 | meter | 0 |  | ODCC-EL-IGC-0105 | IGC | 2021-05-23 | 1087 | 1087 | [49 empty] | 1087
421 | 75 | ECCT1CCB1103HTT | U75-XLSV-01-3-A5-02 | Cable | LV | Cu/XLPE/Bd/Lsh/Bd/SWA/PVC,N2XKYRGbY-O 3x16 mm2 rm (DRUM NO:17-952) | 3*16 | DPL-1071-O2 -EL-PO-002-6002-A0-1-001 | OPEN PACKING LIST | Kerman Cable Industries | 1084 | meter | 0 |  | ODCC-EL-IGC-0105 | IGC | 2021-05-23 | 1084 | 1084 | [49 empty] | 1084
422 | 51 | ECCT1CCB1103HHH | U51-XLSV-01-3-A6-03 | Cable | LV | Cu/XLPE/Bd/Lsh/Bd/SWA/PVC,N2XKYRGbY-J 3x25 mm2 rm (DRUM NO:14-832) | 3*25 | DPL-1071-O2 -EL-PO-002-6002-A0-1-001 | OPEN PACKING LIST | Kerman Cable Industries | 513 | meter | 0 |  | ODCC-EL-IGC-0156 | IGC | 2021-09-28 | 513 | 513 | [49 empty] | 513
423 | 75 | ECCT1CCB1103III | U75-XLSV-01-3-A6-01 | Cable | LV | Cu/XLPE/Bd/Lsh/Bd/SWA/PVC,N2XKYRGbY-J 3x25 mm2 rm (DRUM NO:12-873) | 3*25 | DPL-1071-O2 -EL-PO-002-6002-A0-1-001 | OPEN PACKING LIST | Kerman Cable Industries | 262 | meter | 0 |  | ODCC-EL-IGC-0106 | IGC | 2021-05-27 | 262 | 262 | [49 empty] | 262
424 | 51 | ECCT1CCB1103ITT | U51-XLSV-01-3-A6-01 | Cable | LV | Cu/XLPE/Bd/Lsh/Bd/SWA/PVC,N2XKYRGbY-O 3x25mm2 rm (DRUM NO:16-806) | 3*25 | DPL-1071-O2 -EL-PO-002-6002-A0-1-001 | OPEN PACKING LIST | Kerman Cable Industries | 709 | meter | 0 |  | ODCC-EL-IGC-0136 | IGC | 2021-08-09 | 709 | 709 | [49 empty] | 709
425 | 51 | ECCT1CCB1103ITT | U51-XLSV-01-3-A6-02 | Cable | LV | Cu/XLPE/Bd/Lsh/Bd/SWA/PVC,N2XKYRGbY-O 3x25mm2 rm (DRUM NO:16-807) | 3*25 | DPL-1071-O2 -EL-PO-002-6002-A0-1-001 | OPEN PACKING LIST | Kerman Cable Industries | 743 | meter | 743 | اضافی | [54 empty] | 0
426 | 51 | ECCT1CCB1103JTT | U51-XLSV-01-3-A7-01 | Cable | LV | Cu/XLPE/Bd/Lsh/Bd/SWA/PVC,N2XKYRGbY-O 3x35 mm2 rm (DRUM NO:16-797) | 3*35 | DPL-1071-O2 -EL-PO-002-6002-A0-1-001 | OPEN PACKING LIST | Kerman Cable Industries | 533 | meter | 0 |  | ODCC-EL-IGC-0159 | IGC | 2021-10-03 | 533 | 533 | [49 empty] | 533
427 | 51 | ECCT1CCB1103JTT | U51-XLSV-01-3-A7-02 | Cable | LV | Cu/XLPE/Bd/Lsh/Bd/SWA/PVC,N2XKYRGbY-O 3x35 mm2 rm (DRUM NO:16-798) | 3*35 | DPL-1071-O2 -EL-PO-002-6002-A0-1-001 | OPEN PACKING LIST | Kerman Cable Industries | 612 | meter | 0 |  | ODCC-EL-IGC-0159 | IGC | 2021-10-03 | 612 | 612 | [49 empty] | 612
428 | 75 | ECCT1CCB1103JTT | U75-XLSV-01-3-A7-02 | Cable | LV | Cu/XLPE/Bd/Lsh/Bd/SWA/PVC,N2XKYRGbY-O 3x35 mm2 rm (DRUM NO:14-796) | 3*35 | DPL-1071-O2 -EL-PO-002-6002-A0-1-001 | OPEN PACKING LIST | Kerman Cable Industries | 332 | meter | 67 | MRV | ODCC-EL-IGC-0110 | IGC | 2021-06-02 | 332 | 332 | [43 empty] | ODCC-EL-IGC-0008 | IGC | 2021-08-26 | 67 | 67 |  | 265
429 | 75 | ECCT1CCB1103JTT | U75-XLSV-01-3-A7-01 | Cable | LV | Cu/XLPE/Bd/Lsh/Bd/SWA/PVC,N2XKYRGbY-O 3x35 mm2 rm (DRUM NO:18-799) | 3*35 | DPL-1071-O2 -EL-PO-002-6002-A0-1-001 | OPEN PACKING LIST | Kerman Cable Industries | 857 | meter | 0 |  | ODCC-EL-IGC-0105 | IGC | 2021-05-23 | 857 | 857 | [49 empty] | 857
430 | 51 | ECCT1CCB1103NTT | U51-XLSV-01-3-AB-02 | Cable | LV | Cu/XLPE/Bd/Lsh/Bd/SWA/PVC,N2XKYRGbY-O 3x120mm2 sm (DRUM NO:18-949) | 3*120 | DPL-1071-O2 -EL-PO-002-6002-A0-1-001 | OPEN PACKING LIST | Kerman Cable Industries | 490 | meter | 0 |  | ODCC-EL-IGC-0159 | IGC | 2021-10-03 | 490 | 490 | [49 empty] | 490
431 | 75 | ECCT1CCB1103NTT | U75-XLSV-01-3-AB-04 | Cable | LV | Cu/XLPE/Bd/Lsh/Bd/SWA/PVC,N2XKYRGbY-O 3x120mm2 sm (DRUM NO:20-950) | 3*120 | DPL-1071-O2 -EL-PO-002-6002-A0-1-001 | OPEN PACKING LIST | Kerman Cable Industries | 758 | meter | 129 | MRV | ODCC-EL-IGC-0121 | IGC | 2021-06-22 | 758 | 758 | [43 empty] | ODCC-EL-IGC-0008 | IGC | 2021-08-26 | 129 |  |  | 629
432 | SS-40-09 | ECCT1CCB1104HHT | U48/09-XLSV-01-4-A5-01 | Cable | LV | Cu/XLPE/Bd/Lsh/Bd/SWA/PVC,N2XKYRGbY-O 4x16mm2 rm (DRUM NO:11-843) | 4*16 | DPL-1071-O2 -EL-PO-002-6002-A0-1-001 | OPEN PACKING LIST | Kerman Cable Industries | 105 | meter | 0 |  | ODCC-EL-IGC-0224 | IGC | 2022-01-22 | 105 | 105 | [49 empty] | 105
433 | 51 | ECCT1CCB1104HHT | U51-XLSV-01-4-A5-01 | Cable | LV | Cu/XLPE/Bd/Lsh/Bd/SWA/PVC,N2XKYRGbY-O 4x16mm2 rm (DRUM NO:12-844) | 4*16 | DPL-1071-O2 -EL-PO-002-6002-A0-1-001 | OPEN PACKING LIST | Kerman Cable Industries | 361 | meter | 0 |  | ODCC-EL-IGC-0163 | IGC | 2021-10-23 | 361 | 361 | [49 empty] | 361
434 | 51 | ECCT1CCB1104IIT | U51-XLSV-01-4-A6-04 | Cable | LV | Cu/XLPE/Bd/Lsh/Bd/SWA/PVC,N2XKYRGbY-O 4x25 mm2 rm (DRUM NO:16-808) | 4*25 | DPL-1071-O2 -EL-PO-002-6002-A0-1-001 | OPEN PACKING LIST | Kerman Cable Industries | 560 | meter | 0 |  | ODCC-EL-IGC-0119 | IGC | 2021-06-12 | 560 | 560 | [49 empty] | 560
435 | 51 | ECCT1CCB1104IIT | U51-XLSV-01-4-A6-03 | Cable | LV | Cu/XLPE/Bd/Lsh/Bd/SWA/PVC,N2XKYRGbY-O 4x25 mm2 rm (DRUM NO:16-810) | 4*25 | DPL-1071-O2 -EL-PO-002-6002-A0-1-001 | OPEN PACKING LIST | Kerman Cable Industries | 723 | meter | 0 |  | ODCC-EL-IGC-0119 | IGC | 2021-06-12 | 723 | 723 | [49 empty] | 723
436 | 55 | ECCT1CCB1104IIT | U55-XLSV-01-4-A6-02 | Cable | LV | Cu/XLPE/Bd/Lsh/Bd/SWA/PVC,N2XKYRGbY-O 4x25 mm2 rm (DRUM NO:16-809) | 4*25 | DPL-1071-O2 -EL-PO-002-6002-A0-1-001 | OPEN PACKING LIST | Kerman Cable Industries | 636 | meter | 0 |  | ODCC-EL-IGC-0085 | IGC | 2021-04-11 | 636 | 636 | [49 empty] | 636
437 | 55 | ECCT1CCB1104IIT | U55-XLSV-01-4-A6-03 | Cable | LV | Cu/XLPE/Bd/Lsh/Bd/SWA/PVC,N2XKYRGbY-O 4x25 mm2 rm (DRUM NO:16-811) | 4*25 | DPL-1071-O2 -EL-PO-002-6002-A0-1-001 | OPEN PACKING LIST | Kerman Cable Industries | 751 | meter | 0 |  | ODCC-EL-IGC-0085 | IGC | 2021-04-11 | 751 | 751 | [49 empty] | 751
438 | 51 | ECCT1CCB1105IHT | U51-XLSV-01-4-A6-01 | Cable | LV | Cu/XLPE/Bd/Lsh/Bd/SWA/PVC,N2XKYRGbY-O 3x25/16 mm2 rm (DRUM NO:18-795) | 3*25+16 | DPL-1071-O2 -EL-PO-002-6002-A0-1-001 | OPEN PACKING LIST | Kerman Cable Industries | 849 | meter | 0 |  | ODCC-EL-IGC-0169 | IGC | 2021-11-10 | 849 | 849 | [49 empty] | 849
439 | 51 | ECCT1CCB1105ITH | U51-XLSV-01-4-A6-02 | Cable | LV | Cu/XLPE/Bd/Lsh/Bd/SWA/PVC,N2XKYRGbY-J 3x25/16 mm2 rm (DRUM NO:14-804) | 3*25+16 | DPL-1071-O2 -EL-PO-002-6002-A0-1-001 | OPEN PACKING LIST | Kerman Cable Industries | 314 | meter | 0 |  | ODCC-EL-IGC-0156 | IGC | 2021-09-28 | 314 | 314 | [49 empty] | 314
440 | 55 | ECCT1CCB1105ITH | U55-XLSV-01-4-A6-01 | Cable | LV | Cu/XLPE/Bd/Lsh/Bd/SWA/PVC,N2XKYRGbY-J 3x25/16 mm2 rm (DRUM NO:14-803) | 3*25+16 | DPL-1071-O2 -EL-PO-002-6002-A0-1-001 | OPEN PACKING LIST | Kerman Cable Industries | 252 | meter | 0 |  | ODCC-EL-IGC-0121 | IGC | 2021-06-22 | 252 | 252 | [49 empty] | 252
441 | 75 | ECCT1CCB1105ITH | U75-XLSV-01-4-A6-01 | Cable | LV | Cu/XLPE/Bd/Lsh/Bd/SWA/PVC,N2XKYRGbY-J 3x25/16 mm2 rm (DRUM NO:14-802) | 3*25+16 | DPL-1071-O2 -EL-PO-002-6002-A0-1-001 | OPEN PACKING LIST | Kerman Cable Industries | 190 | meter | 0 |  | ODCC-EL-IGC-0110 | IGC | 2021-06-02 | 190 | 190 | [49 empty] | 190
442 | 51 | ECCT1CCB1105JTH | U51-XLSV-01-4-A7-01 | Cable | LV | Cu/XLPE/Bd/Lsh/Bd/SWA/PVC,N2XKYRGbY-J 3x35/16 mm2 rm (DRUM NO:14-814) | 3*35+16 | DPL-1071-O2 -EL-PO-002-6002-A0-1-001 | OPEN PACKING LIST | Kerman Cable Industries | 470 | meter | 0 |  | ODCC-EL-IGC-0156 | IGC | 2021-09-28 | 470 | 470 | [49 empty] | 470
443 | 75 | ECCT1CCB1105JHT | U75-XLSV-01-4-A7-01 | Cable | LV | Cu/XLPE/Bd/Lsh/Bd/SWA/PVC,N2XKYRGBY-O 3x35/16 mm2 rm (DRUM NO:14-812) | 3*35+16 | DPL-1071-O2 -EL-PO-002-6002-A0-1-001 | OPEN PACKING LIST | Kerman Cable Industries | 355 | meter | 0 | MRV | ODCC-EL-IGC-0106 | IGC | 2021-05-27 | 355 | 355 |  | ODCC-EL-IGC-0197 | IGC | 2021-12-15 | 92 | 92 | [37 empty] | ODCC-EL-IGC-0008 | IGC | 2021-08-26 | 93 | 92 |  | 355
444 | 75 | ECCT1CCB1105JTH | U75-XLSV-01-4-A7-02 | Cable | LV | Cu/XLPE/Bd/Lsh/Bd/SWA/PVC,N2XKYRGbY-J 3x35/16 mm2 rm (DRUM NO:14-813) | 3*35+16 | DPL-1071-O2 -EL-PO-002-6002-A0-1-001 | OPEN PACKING LIST | Kerman Cable Industries | 255 | meter | 0 |  | ODCC-EL-IGC-0106 | IGC | 2021-05-27 | 255 | 255 | [49 empty] | 255
445 | 55 | ECCV1CCB1103HHH | U55-XSV-01-3-A5-01 | Cable | LV | Cu/XLPE/Bd/SWA/PVC,N2XRGbY-J 3x16 rm (DRUM NO:11-894) | 3*16 | DPL-1071-O2 -EL-PO-002-6002-A0-1-001 | OPEN PACKING LIST | Kerman Cable Industries | 550 | meter | 0 |  | ODCC-EL-IGC-0113 | IGC | 2021-06-04 | 550 | 550 | [49 empty] | 550
446 | SS-40-09 | ECCV1CCB1103KTT | U48/09-XSV-01-3-A8-01 | Cable | LV | Cu/XLPE/Bd/SWA/PVC,N2XRGbY-O 3x50mm2 sm (DRUM NO:10-827) | 3*50 | DPL-1071-O2 -EL-PO-002-6002-A0-1-001 | OPEN PACKING LIST | Kerman Cable Industries | 76 | meter | 0 |  | ODCC-EL-IGC-0224 | IGC | 2022-01-22 | 76 | 76 | [49 empty] | 76
447 | SS-40-09 | ECCV1CCB1105IHT | U48/09-XSV-01-4-A6-01 | Cable | LV | Cu/XLPE/Bd/SWA/PVC,N2XRGbY-O 3x25/16mm2 rm (DRUM NO:10-826) | 3*25+16 | DPL-1071-O2 -EL-PO-002-6002-A0-1-001 | OPEN PACKING LIST | Kerman Cable Industries | 96 | meter | 0 |  | ODCC-EL-IGC-0224 | IGC | 2022-01-22 | 96 | 96 | [49 empty] | 96
448 | 51 | ECCV1CCB1105IHT | U51-XSV-01-4-A6-01 | Cable | LV | Cu/XLPE/Bd/SWA/PVC,N2XRGbY-J 3 x25/16mm2 rm (DRUM NO:10-838) | 3*25+16 | DPL-1071-O2 -EL-PO-002-6002-A0-1-001 | OPEN PACKING LIST | Kerman Cable Industries | 56 | meter | 56 | [55 empty] | 0
449 | 55 | ECCV1CCB1105ITH | U55-XSV-01-4-A6-01 | Cable | LV | Cu/XLPE/Bd/SWA/PVC,N2XRGbY-J 3 x25/16mm2 rm (DRUM NO:10-837) | 3*25+16 | DPL-1071-O2 -EL-PO-002-6002-A0-1-001 | OPEN PACKING LIST | Kerman Cable Industries | 51 | meter | 51 | [55 empty] | 0
450 | 75 | ECCV1CCB1105ITH | U75-XSV-01-4-A6-01 | Cable | LV | Cu/XLPE/Bd/SWA/PVC,N2XRGbY-J 3 x25/16mm2 rm (DRUM NO:10-836) | 3*25+16 | DPL-1071-O2 -EL-PO-002-6002-A0-1-001 | OPEN PACKING LIST | Kerman Cable Industries | 51 | meter | 51 | [55 empty] | 0
451 | 45 | ECCX1GCB1101RTT | U45-XCLAV-03-1-C1-11 | Cable | MV | MV 1x300 RM / 25 mm² C2 - 18/30 (36) kV - Cu/SCT/SC/XLPE/SC/SCT/CWS/Pet/LSh/PVC/AWA/Pet/PVC - [Red] (DRUM NO : 280423) | 1*300 | 1071-IRN-42194-ABHR-002D | OPEN PACKING LIST | ABHAR WIRE & CABLE CO. | 680 | meter | 0 | IGC | ODCC-EL-IGC-0099 | IGC | 2021-05-12 | 680 | 0 |  | ODCC-EL-IGC-0126 | IGC | 2021-07-04 | 680 | 680 | [37 empty] | ODCC-EL-IGC-0006 | IGC | 2021-07-12 | 0 | 0 |  | 680
452 | 45 | ECCX1GCB1101RTT | U45-XCLAV-03-1-C1-10 | Cable | MV | MV 1x300 RM / 25 mm² C2 - 18/30 (36) kV - Cu/SCT/SC/XLPE/SC/SCT/CWS/Pet/LSh/PVC/AWA/Pet/PVC - [Red] (DRUM NO : 2980421) | 1*300 | 1071-IRN-42194-ABHR-002D | OPEN PACKING LIST | ABHAR WIRE & CABLE CO. | 1004 | meter | 0 | IGC | ODCC-EL-IGC-0066 | IGC | 2021-02-01 | 1004 | 1004 | [49 empty] | 1004
453 | 45 | ECCX1GCB1101RTT | U45-XCLAV-03-1-C1-12 | Cable | MV | MV 1x300 RM / 25 mm² C2 - 18/30 (36) kV - Cu/SCT/SC/XLPE/SC/SCT/CWS/Pet/LSh/PVC/AWA/Pet/PVC - [Red] ) (DRUM NO : 2980424) | 1*300 | 1071-IRN-42194-ABHR-002D | OPEN PACKING LIST | ABHAR WIRE & CABLE CO. | 1005 | meter | 0 | IGC | ODCC-EL-IGC-0066 | IGC | 2021-02-01 | 1005 | 1005 | [49 empty] | 1005
454 | 45 | ECCX1GCB1101RTT | U45-XCLAV-03-1-C1-01 | Cable | MV | MV 1x300 RM / 25 mm² C2 - 18/30 (36) kV - Cu/SCT/SC/XLPE/SC/SCT/CWS/Pet/LSh/PVC/AWA/Pet/PVC - [Red] (DRUM NO : 2990394) | 1*300 | 1071-IRN-42194-ABHR-002D | OPEN PACKING LIST | ABHAR WIRE & CABLE CO. | 674 | meter | 0 | IGC | ODCC-EL-IGC-0099 | IGC | 2021-05-12 | 674 | 674 | [43 empty] | ODCC-EL-IGC-0007 | IGC | 2021-07-12 | 0 | 0 |  | 674
455 | 45 | ECCX1GCB1101RTT | U45-XCLAV-03-1-C1-02 | Cable | MV | MV 1x300 RM / 25 mm² C2 - 18/30 (36) kV - Cu/SCT/SC/XLPE/SC/SCT/CWS/Pet/LSh/PVC/AWA/Pet/PVC - [Red] (DRUM NO : 2990395) | 1*300 | 1071-IRN-42194-ABHR-002D | OPEN PACKING LIST | ABHAR WIRE & CABLE CO. | 1010 | meter | 0 | IGC | ODCC-EL-IGC-0066 | IGC | 2021-02-01 | 1010 | 1010 | [49 empty] | 1010
456 | 45 | ECCX1GCB1101RTT | U45-XCLAV-03-1-C1-09 | Cable | MV | MV 1x300 RM / 25 mm² C2 - 18/30 (36) kV - Cu/SCT/SC/XLPE/SC/SCT/CWS/Pet/LSh/PVC/AWA/Pet/PVC - [Red] (DRUM NO : 2990401) | 1*300 | 1071-IRN-42194-ABHR-002D | OPEN PACKING LIST | ABHAR WIRE & CABLE CO. | 678 | meter | 0 | IGC | ODCC-EL-IGC-0099 | IGC | 2021-05-12 | 678 | 678 | [43 empty] | ODCC-EL-IGC-0006 | IGC | 2021-07-12 | 0 | 0 |  | 678
457 | 45 | ECCX1GCB1101RTT | U45-XCLAV-03-1-C1-06 | Cable | MV | MV 1x300 RM / 25 mm² C2 - 18/30 (36) kV - Cu/SCT/SC/XLPE/SC/SCT/CWS/Pet/LSh/PVC/AWA/Pet/PVC - [Red] (DRUM NO : 2990402) | 1*300 | 1071-IRN-42194-ABHR-002D | OPEN PACKING LIST | ABHAR WIRE & CABLE CO. | 1010 | meter | 0 | IGC | ODCC-EL-IGC-0066 | IGC | 2021-02-01 | 1010 | 1010 | [49 empty] | 1010
458 | 45 | ECCX1GCB1101RTT | U45-XCLAV-03-1-C1-04 | Cable | MV | MV 1x300 RM / 25 mm² C2 - 18/30 (36) kV - Cu/SCT/SC/XLPE/SC/SCT/CWS/Pet/LSh/PVC/AWA/Pet/PVC - [Red] (DRUM NO : 2990403) | 1*300 | 1071-IRN-42194-ABHR-002D | OPEN PACKING LIST | ABHAR WIRE & CABLE CO. | 1008 | meter | 0 | IGC | ODCC-EL-IGC-0066 | IGC | 2021-02-01 | 1008 | 1008 | [49 empty] | 1008
459 | 45 | ECCX1GCB1101RTT | U45-XCLAV-03-1-C1-03 | Cable | MV | MV 1x300 RM / 25 mm² C2 - 18/30 (36) kV - Cu/SCT/SC/XLPE/SC/SCT/CWS/Pet/LSh/PVC/AWA/Pet/PVC - [Red] (DRUM NO : 2990404) | 1*300 | 1071-IRN-42194-ABHR-002D | OPEN PACKING LIST | ABHAR WIRE & CABLE CO. | 676 | meter | 0 | IGC | ODCC-EL-IGC-0099 | IGC | 2021-05-12 | 676 | 676 | [43 empty] | ODCC-EL-IGC-0007 | IGC | 2021-07-12 | 0 | 0 |  | 676
460 | 45 | ECCX1GCB1101RTT | U45-XCLAV-03-1-C1-19 | Cable | MV | MV 1x300 RM / 25 mm² C2 - 18/30 (36) kV - Cu/SCT/SC/XLPE/SC/SCT/CWS/Pet/LSh/PVC/AWA/Pet/PVC - [Red] (DRUM NO : 2990405) | 1*300 | 1071-IRN-42194-ABHR-002D | OPEN PACKING LIST | ABHAR WIRE & CABLE CO. | 812 | meter | 0 | IGC | ODCC-EL-IGC-0066 | IGC | 2021-02-01 | 812 | 812 | [49 empty] | 812
461 | 45 | ECCX1GCB1101RTT | U45-XCLAV-03-1-C1-22 | Cable | MV | MV 1x300 RM / 25 mm² C2 - 18/30 (36) kV - Cu/SCT/SC/XLPE/SC/SCT/CWS/Pet/LSh/PVC/AWA/Pet/PVC - [Red] (DRUM NO : 2990418) | 1*300 | 1071-IRN-42194-ABHR-002D | OPEN PACKING LIST | ABHAR WIRE & CABLE CO. | 873 | meter | 0 | IGC | ODCC-EL-IGC-0099 | IGC | 2021-05-12 | 873 | 873 | [43 empty] | ODCC-EL-IGC-0007 | IGC | 44389 | 0 | 0 |  | 873
462 | 45 | ECCX1GCB1101RTT | U45-XCLAV-03-1-C1-21 | Cable | MV | MV 1x300 RM / 25 mm² C2 - 18/30 (36) kV - Cu/SCT/SC/XLPE/SC/SCT/CWS/Pet/LSh/PVC/AWA/Pet/PVC - [Red] (DRUM NO : 2990419) | 1*300 | 1071-IRN-42194-ABHR-002D | OPEN PACKING LIST | ABHAR WIRE & CABLE CO. | 815 | meter | 0 | IGC | ODCC-EL-IGC-0066 | IGC | 2021-02-01 | 815 | 815 | [49 empty] | 815
463 | 45 | ECCX1GCB1101RTT | U45-XCLAV-03-1-C1-05 | Cable | MV | MV 1x300 RM / 25 mm² C2 - 18/30 (36) kV - Cu/SCT/SC/XLPE/SC/SCT/CWS/Pet/LSh/PVC/AWA/Pet/PVC - [Red] (DRUM NO : 2990422) | 1*300 | 1071-IRN-42194-ABHR-002D | OPEN PACKING LIST | ABHAR WIRE & CABLE CO. | 674 | meter | 0 | IGC | ODCC-EL-IGC-0099 | IGC | 2021-05-12 | 674 | 674 | [43 empty] | ODCC-EL-IGC-0006 | IGC | 2021-07-12 | 0 | 0 |  | 674
464 | 45 | ECCX1GCB1101RTT | U45-XCLAV-03-1-C1-16 | Cable | MV | MV 1x300 RM / 25 mm² C2 - 18/30 (36) kV - Cu/SCT/SC/XLPE/SC/SCT/CWS/Pet/LSh/PVC/AWA/Pet/PVC - [Red] (DRUM NO : 2990437) | 1*300 | 1071-IRN-42194-ABHR-002D | OPEN PACKING LIST | ABHAR WIRE & CABLE CO. | 879 | meter | 0 | IGC | ODCC-EL-IGC-0099 | IGC | 2021-05-12 | 879 | 879 | [43 empty] | ODCC-EL-IGC-0007 | IGC | 2021-07-12 | 0 | 0 |  | 879
465 | 45 | ECCX1GCB1101RTT | U45-XCLAV-03-1-C1-18 | Cable | MV | MV 1x300 RM / 25 mm² C2 - 18/30 (36) kV - Cu/SCT/SC/XLPE/SC/SCT/CWS/Pet/LSh/PVC/AWA/Pet/PVC - [Red] (DRUM NO : 2990438) | 1*300 | 1071-IRN-42194-ABHR-002D | OPEN PACKING LIST | ABHAR WIRE & CABLE CO. | 876 | meter | 0 | IGC | ODCC-EL-IGC-0099 | IGC | 2021-05-12 | 876 | 876 | [43 empty] | ODCC-EL-IGC-0007 | IGC | 2021-07-12 | 0 | 0 |  | 876
466 | 45 | ECCX1GCB1101RTT | U45-XCLAV-03-1-C1-13 | Cable | MV | MV 1x300 RM / 25 mm² C2 - 18/30 (36) kV - Cu/SCT/SC/XLPE/SC/SCT/CWS/Pet/LSh/PVC/AWA/Pet/PVC - [Red] (DRUM NO : 2990439) | 1*300 | 1071-IRN-42194-ABHR-002D | OPEN PACKING LIST | ABHAR WIRE & CABLE CO. | 806 | meter | 0 | IGC | ODCC-EL-IGC-0066 | IGC | 2021-02-01 | 806 | 806 | [49 empty] | 806
467 | 45 | ECCX1GCB1101RTT | U45-XCLAV-03-1-C1-24 | Cable | MV | MV 1x300 RM / 25 mm² C2 - 18/30 (36) kV - Cu/SCT/SC/XLPE/SC/SCT/CWS/Pet/LSh/PVC/AWA/Pet/PVC - [Red]) (DRUM NO : 2990440) | 1*300 | 1071-IRN-42194-ABHR-002D | OPEN PACKING LIST | ABHAR WIRE & CABLE CO. | 870 | meter | 0 | IGC | ODCC-EL-IGC-0099 | IGC | 2021-05-12 | 870 | 870 | [43 empty] | ODCC-EL-IGC-0007 | IGC | 2021-07-12 | 0 | 0 |  | 870
468 | 45 | ECCX1GCB1101RTT | U45-XCLAV-03-1-C1-17 | Cable | MV | MV 1x300 RM / 25 mm² C2 - 18/30 (36) kV - Cu/SCT/SC/XLPE/SC/SCT/CWS/Pet/LSh/PVC/AWA/Pet/PVC - [Red] (DRUM NO : 2990441) | 1*300 | 1071-IRN-42194-ABHR-002D | OPEN PACKING LIST | ABHAR WIRE & CABLE CO. | 811 | meter | 0 | IGC | ODCC-EL-IGC-0066 | IGC | 2021-02-01 | 811 | 811 | [49 empty] | 811
469 | 45 | ECCX1GCB1101RTT | U45-XCLAV-03-1-C1-23 | Cable | MV | MV 1x300 RM / 25 mm² C2 - 18/30 (36) kV - Cu/SCT/SC/XLPE/SC/SCT/CWS/Pet/LSh/PVC/AWA/Pet/PVC - [Red] (DRUM NO : 2990451) | 1*300 | 1071-IRN-42194-ABHR-002D | OPEN PACKING LIST | ABHAR WIRE & CABLE CO. | 817 | meter | 0 | IGC | ODCC-EL-IGC-0066 | IGC | 2021-02-01 | 817 | 817 | [49 empty] | 817
470 | 45 | ECCX1GCB1101RTT | U45-XCLAV-03-1-C1-20 | Cable | MV | MV 1x300 RM / 25 mm² C2 - 18/30 (36) kV - Cu/SCT/SC/XLPE/SC/SCT/CWS/Pet/LSh/PVC/AWA/Pet/PVC - [Red] (DRUM NO : 2990453) | 1*300 | 1071-IRN-42194-ABHR-002D | OPEN PACKING LIST | ABHAR WIRE & CABLE CO. | 866 | meter | 0 | IGC | ODCC-EL-IGC-0099 | IGC | 2021-05-12 | 866 | 866 | [43 empty] | ODCC-EL-IGC-0007 | IGC | 44389 | 0 | 0 |  | 866
471 | 45 | ECCX1GCB1101RTT | U45-XCLAV-03-1-C1-15 | Cable | MV | MV 1x300 RM / 25 mm² C2 - 18/30 (36) kV - Cu/SCT/SC/XLPE/SC/SCT/CWS/Pet/LSh/PVC/AWA/Pet/PVC - [Red]) (DRUM NO : 2990473) | 1*300 | 1071-IRN-42194-ABHR-002D | OPEN PACKING LIST | ABHAR WIRE & CABLE CO. | 807 | meter | 0 | IGC | ODCC-EL-IGC-0066 | IGC | 2021-02-01 | 807 | 807 | [49 empty] | 807
472 | 45 | ECCX1GCB1101RTT | U45-XCLAV-03-1-C1-14 | Cable | MV | MV 1x300 RM / 25 mm² C2 - 18/30 (36) kV - Cu/SCT/SC/XLPE/SC/SCT/CWS/Pet/LSh/PVC/AWA/Pet/PVC - [Red] (DRUM NO : 2990486) | 1*300 | 1071-IRN-42194-ABHR-002D | OPEN PACKING LIST | ABHAR WIRE & CABLE CO. | 871 | meter | 0 | IGC | ODCC-EL-IGC-0099 | IGC | 2021-05-12 | 871 | 871 | [43 empty] | ODCC-EL-IGC-0007 | IGC | 2021-07-12 | 0 | 0 |  | 871
473 | 45 | ECCX1GCB1101RTT | U45-XCLAV-03-1-C1-08 | Cable | MV | MV 1x300 RM / 25 mm² C2 - 18/30 (36) kV - Cu/SCT/SC/XLPE/SC/SCT/CWS/Pet/LSh/PVC/AWA/Pet/PVC - [Red] (DRUM NO : 2990489) | 1*300 | 1071-IRN-42194-ABHR-002D | OPEN PACKING LIST | ABHAR WIRE & CABLE CO. | 1000 | meter | 0 | IGC | ODCC-EL-IGC-0066 | IGC | 2021-02-01 | 1000 | 1000 | [49 empty] | 1000
474 | 45 | ECCX1GCB1101RTT | U45-XCLAV-03-1-C1-07 | Cable | MV | MV 1x300 RM / 25 mm² C2 - 18/30 (36) kV - Cu/SCT/SC/XLPE/SC/SCT/CWS/Pet/LSh/PVC/AWA/Pet/PVC - [Red] (DRUM NO : 2990490) | 1*300 | 1071-IRN-42194-ABHR-002D | OPEN PACKING LIST | ABHAR WIRE & CABLE CO. | 676 | meter | 0 | IGC | ODCC-EL-IGC-0099 | IGC | 2021-05-12 | 676 | 676 | [43 empty] | ODCC-EL-IGC-0007 | IGC | 2021-07-12 | 0 | 0 |  | 676
475 | SS-40-09 | ECCS2CCB1103DTT | U48/09-VSV-01-3-A1-01 | Cable | LV | Cu/PVC/PVC(Bd)/SWA/STA/PVC,NYRGbY-O,3x2.5 mm2 (DRUM NO:8-15405) | 3*2.5 | 1071-IRN-42194-KCI-004D | OPEN PACKING LIST | Kerman Cable Industries | 324 | meter | 324 | [55 empty] | 0
476 | SS-40-09 | ECCS2CCB1108DTT | U48/09-VSV-01-5-A1-04 | Cable | LV | Cu/PVC/PVC(Bd)/SWA/STA/PVC,NYRGbY-O,5x2.5 mm2 (DRUM NO:12-4892) | 5*2.5 | 1071-IRN-42194-KCI-004D | OPEN PACKING LIST | Kerman Cable Industries | 1050 | meter | 1050 | [55 empty] | 0
477 | SS-40-09 | ECCS2CCB1108DTT | U48/09-VSV-01-5-A1-08 | Cable | LV | Cu/PVC/PVC(Bd)/SWA/STA/PVC,NYRGbY-O,5x2.5 mm2 (DRUM NO:12-4893) | 5*2.5 | 1071-IRN-42194-KCI-004D | OPEN PACKING LIST | Kerman Cable Industries | 1054 | meter | 1054 | [55 empty] | 0
478 | SS-40-09 | ECCS2CCB1108DTT | U48/09-VSV-01-5-A1-03 | Cable | LV | Cu/PVC/PVC(Bd)/SWA/STA/PVC,NYRGbY-O,5x2.5 mm2 (DRUM NO:12-4894) | 5*2.5 | 1071-IRN-42194-KCI-004D | OPEN PACKING LIST | Kerman Cable Industries | 1054 | meter | 1054 | [55 empty] | 0
479 | SS-40-09 | ECCS2CCB1108DTT | U48/09-VSV-01-5-A1-02 | Cable | LV | Cu/PVC/PVC(Bd)/SWA/STA/PVC,NYRGbY-O,5x2.5 mm2 (DRUM NO:12-4895) | 5*2.5 | 1071-IRN-42194-KCI-004D | OPEN PACKING LIST | Kerman Cable Industries | 1071 | meter | 1071 | [55 empty] | 0
480 | SS-40-09 | ECCS2CCB1108DTT | U48/09-VSV-01-5-A1-06 | Cable | LV | Cu/PVC/PVC(Bd)/SWA/STA/PVC,NYRGbY-O,5x2.5 mm2 (DRUM NO:12-4896) | 5*2.5 | 1071-IRN-42194-KCI-004D | OPEN PACKING LIST | Kerman Cable Industries | 1080 | meter | 1080 | [55 empty] | 0
481 | SS-40-09 | ECCS2CCB1108DTT | U48/09-VSV-01-5-A1-05 | Cable | LV | Cu/PVC/PVC(Bd)/SWA/STA/PVC,NYRGbY-O,5x2.5 mm2 (DRUM NO:12-4897) | 5*2.5 | 1071-IRN-42194-KCI-004D | OPEN PACKING LIST | Kerman Cable Industries | 1085 | meter | 1085 | [55 empty] | 0
482 | SS-40-09 | ECCS2CCB1108DTT | U48/09-VSV-01-5-A1-07 | Cable | LV | Cu/PVC/PVC(Bd)/SWA/STA/PVC,NYRGbY-O,5x2.5 mm2 (DRUM NO:12-4898) | 5*2.5 | 1071-IRN-42194-KCI-004D | OPEN PACKING LIST | Kerman Cable Industries | 1085 | meter | 1085 | [55 empty] | 0
483 | SS-40-09 | ECCS2CCB1108DTT | U48/09-VSV-01-5-A1-01 | Cable | LV | Cu/PVC/PVC(Bd)/SWA/STA/PVC,NYRGbY-O,5x2.5 mm2 (DRUM NO:12-4899) | 5*2.5 | 1071-IRN-42194-KCI-004D | OPEN PACKING LIST | Kerman Cable Industries | 1105 | meter | 1105 | [55 empty] | 0
484 | 51 | ECCS2CCB1108DTT | U51-VSV-01-5-A1-01 | Cable | Control | Cu/PVC/PVC(Bd)/SWA/STA/PVC,NYRGbY-O,5x2.5 mm2 (DRUM NO:11-5382) | 5*2.5 | 1071-IRN-42194-KCI-004D | OPEN PACKING LIST | Kerman Cable Industries | 640 | meter | 640 | [55 empty] | 0
485 | SS-40-09 | ECCS2CCB1112DTT | U48/09-VSV-01-10-A1-03 | Cable | LV | Cu/PVC/PVC(Bd)/SWA/STA/PVC,NYRGbY-O,10x2.5 mm2 (DRUM NO:14-10419) | 10*2.5 | 1071-IRN-42194-KCI-004D | OPEN PACKING LIST | Kerman Cable Industries | 890 | meter | 890 | [55 empty] | 0
486 | SS-40-09 | ECCS2CCB1112DTT | U48/09-VSV-01-10-A1-02 | Cable | LV | Cu/PVC/PVC(Bd)/SWA/STA/PVC,NYRGbY-O,10x2.5 mm2 (DRUM NO:14-10420) | 10*2.5 | 1071-IRN-42194-KCI-004D | OPEN PACKING LIST | Kerman Cable Industries | 975 | meter | 975 | [55 empty] | 0
487 | SS-40-09 | ECCS2CCB1112DTT | U48/09-VSV-01-10-A1-01 | Cable | LV | Cu/PVC/PVC(Bd)/SWA/STA/PVC,NYRGbY-O,10x2.5 mm2 (DRUM NO:14-10421) | 10*2.5 | 1071-IRN-42194-KCI-004D | OPEN PACKING LIST | Kerman Cable Industries | 1000 | meter | 1000 | [55 empty] | 0
488 | 51 | ECCS2CCB1112DTT | U51-VSV-01-10-A1-01 | Cable | Control | Cu/PVC/PVC(Bd)/SWA/STA/PVC,NYRGbY-O,10x2.5 mm2 (DRUM NO:10-5393) | 10*2.5 | 1071-IRN-42194-KCI-004D | OPEN PACKING LIST | Kerman Cable Industries | 319 | meter | 319 | [55 empty] | 0
489 | 51 | ECCV1CCB1103FFF | U51-XSV-01-3-A3-07 | Cable | LV | Cu/XLPE/PVC(Bd)/SWA/STA/PVC,N2XRGbY-J,3x6 mm2 (DRUM NO:12-4903) | 3*6 | 1071-IRN-42194-KCI-004D | OPEN PACKING LIST | Kerman Cable Industries | 1045 | meter | 0 |  | ODCC-EL-IGC-0129 | IGC | 2021-07-31 | 1045 | 1045 | [49 empty] | 1045
490 | 51 | ECCV1CCB1103FFF | U51-XSV-01-3-A3-01 | Cable | LV | Cu/XLPE/PVC(Bd)/SWA/STA/PVC,N2XRGbY-J,3x6 mm2 (DRUM NO:14-10399) | 3*6 | 1071-IRN-42194-KCI-004D | OPEN PACKING LIST | Kerman Cable Industries | 1545 | meter | 0 |  | ODCC-EL-IGC-0065 | IGC | 2021-02-01 | 1545 | 1545 | [49 empty] | 1545
491 | 51 | ECCV1CCB1103FFF | U51-XSV-01-3-A3-02 | Cable | LV | Cu/XLPE/PVC(Bd)/SWA/STA/PVC,N2XRGbY-J,3x6 mm2 (DRUM NO:14-10400) | 3*6 | 1071-IRN-42194-KCI-004D | OPEN PACKING LIST | Kerman Cable Industries | 1545 | meter | 0 |  | ODCC-EL-IGC-0134 | IGC | 2021-08-07 | 1545 | 1545 | [49 empty] | 1545
492 | 51 | ECCV1CCB1103FFF | U51-XSV-01-3-A3-03 | Cable | LV | Cu/XLPE/PVC(Bd)/SWA/STA/PVC,N2XRGbY-J,3x6 mm2 (DRUM NO:14-10401) | 3*6 | 1071-IRN-42194-KCI-004D | OPEN PACKING LIST | Kerman Cable Industries | 1545 | meter | 0 |  | ODCC-EL-IGC-0151 | IGC | 2021-09-14 | 1545 | 1545 | [49 empty] | 1545
493 | 51 | ECCV1CCB1103FFF | U51-XSV-01-3-A3-04 | Cable | LV | Cu/XLPE/PVC(Bd)/SWA/STA/PVC,N2XRGbY-J,3x6 mm2 (DRUM NO:14-10402) | 3*6 | 1071-IRN-42194-KCI-004D | OPEN PACKING LIST | Kerman Cable Industries | 1545 | meter | 0 |  | ODCC-EL-IGC-0151 | IGC | 2021-09-14 | 1545 | 1545 | [49 empty] | 1545
494 | 51 | ECCV1CCB1103FFF | U51-XSV-01-3-A3-05 | Cable | LV | Cu/XLPE/PVC(Bd)/SWA/STA/PVC,N2XRGbY-J,3x6 mm2 (DRUM NO:14-10403) | 3*6 | 1071-IRN-42194-KCI-004D | OPEN PACKING LIST | Kerman Cable Industries | 1545 | meter | 0 |  | ODCC-EL-IGC-0197 | IGC | 2021-12-15 | 1545 | 1545 | [49 empty] | 1545
495 | 51 | ECCV1CCB1103FFF | U51-XSV-01-3-A3-06 | Cable | LV | Cu/XLPE/PVC(Bd)/SWA/STA/PVC,N2XRGbY-J,3x6 mm2 (DRUM NO:14-10407) | 3*6 | 1071-IRN-42194-KCI-004D | OPEN PACKING LIST | Kerman Cable Industries | 1545 | meter | 0 |  | ODCC-EL-IGC-0229 | IGC | 2022-01-25 | 1545 | 1545 | [49 empty] | 1545
496 | 55 | ECCV1CCB1103FFF | U55-XSV-01-3-A3-04 | Cable | LV | Cu/XLPE/PVC(Bd)/SWA/STA/PVC,N2XRGbY-J,3x6 mm2 (DRUM NO:12-4902) | 3*6 | 1071-IRN-42194-KCI-004D | OPEN PACKING LIST | Kerman Cable Industries | 1030 | meter | 0 |  | ODCC-EL-IGC-0134 | IGC | 2021-08-07 | 1030 | 1030 | [49 empty] | 1030
497 | 55 | ECCV1CCB1103FFF | U55-XSV-01-3-A3-03 | Cable | LV | Cu/XLPE/PVC(Bd)/SWA/STA/PVC,N2XRGbY-J,3x6 mm2 (DRUM NO:14-10404) | 3*6 | 1071-IRN-42194-KCI-004D | OPEN PACKING LIST | Kerman Cable Industries | 1318 | meter | 0 |  | ODCC-EL-IGC-0129 | IGC | 2021-07-31 | 1318 | 1318 | [49 empty] | 1318
498 | 55 | ECCV1CCB1103FFF | U55-XSV-01-3-A3-02 | Cable | LV | Cu/XLPE/PVC(Bd)/SWA/STA/PVC,N2XRGbY-J,3x6 mm2 (DRUM NO:14-10405) | 3*6 | 1071-IRN-42194-KCI-004D | OPEN PACKING LIST | Kerman Cable Industries | 1545 | meter | 0 |  | ODCC-EL-IGC-0113 | IGC | 2021-06-04 | 1545 | 1545 | [49 empty] | 1545
499 | 55 | ECCV1CCB1103FFF | U55-XSV-01-3-A3-01 | Cable | LV | Cu/XLPE/PVC(Bd)/SWA/STA/PVC,N2XRGbY-J,3x6 mm2 (DRUM NO:14-10406) | 3*6 | 1071-IRN-42194-KCI-004D | OPEN PACKING LIST | Kerman Cable Industries | 1545 | meter | 0 |  | ODCC-EL-IGC-0065 | IGC | 2021-02-01 | 1545 | 1545 | [49 empty] | 1545
500 | 51 | ECCV1CCB1103DDD | U51-XSV-01-3-A1-01 | Cable | LV | LV CU/XLPE/PVC(Bd)/SWA/STA/PVC N2XRGbY-J 3x2.5 mm2 (DRUM NO.:11-5411) | 3*2.5 | 1071-O2-EL-PO-002-6002-A0-1-004 | OPEN PACKING LIST | Kerman Cable Industries | 1030 | meter | 0 |  | ODCC-EL-IGC-0139 | IGC | 2021-08-15 | 1030 | 1030 | [49 empty] | 1030
501 | 51 | ECCV1CCB1103DDD | U51-XSV-01-3-A1-02 | Cable | LV | LV CU/XLPE/PVC(Bd)/SWA/STA/PVC N2XRGbY-J 3x2.5 mm2 (DRUM NO.:14-10486) | 3*2.5 | 1071-O2-EL-PO-002-6002-A0-1-004 | OPEN PACKING LIST | Kerman Cable Industries | 1550 | meter | 0 |  | ODCC-EL-IGC-0206 | IGC | 2021-12-28 | 1550 | 1550 | [49 empty] | 1550
502 | 55 | ECCV1CCB1103DDD | U55-XSV-01-3-A1-01 | Cable | LV | LV CU/XLPE/PVC(Bd)/SWA/STA/PVC N2XRGbY-J 3x2.5 mm2 (DRUM NO.:10-5405) | 3*2.5 | 1071-O2-EL-PO-002-6002-A0-1-004 | OPEN PACKING LIST | Kerman Cable Industries | 820 | meter | 0 |  | ODCC-EL-IGC-0139 | IGC | 2021-08-15 | 820 | 820 | [49 empty] | 820
503 | 51 | ECCR2CCB1110DTT | U51-VLSV-01-7-A1-19 | Cable | Control | LV CU/PVC/PVC/LC/PVC(Bd)/SWA/STA/PVC NYKYRGbY-O 7x2.5 mm2 (DRUM NO.:14-10490) | 7*2.5 | 1071-O2-EL-PO-002-6002-A0-1-004 | OPEN PACKING LIST | Kerman Cable Industries | 1102 | meter | 0 |  | ODCC-EL-IGC-0173 | IGC | 2021-11-17 | 1102 | [50 empty] | 1102
504 | 55 | ECCR2CCB1110DTT | U55-VLSV-01-7-A1-01 | Cable | Control | LV CU/PVC/PVC/LC/PVC(Bd)/SWA/STA/PVC NYKYRGbY-O 7x2.5 mm2 (DRUM NO.:16-3584) | 7*2.5 | 1071-O2-EL-PO-002-6002-A0-1-004 | OPEN PACKING LIST | Kerman Cable Industries | 1339 | meter | 0 |  | ODCC-EL-IGC-0103 | IGC | 2021-05-18 | 1339 | 1339 | [49 empty] | 1339
505 | 51 | ECCR2CCB1110DTT | U51-VLSV-01-7-A1-16 | Cable | Control | LV CU/PVC/PVC/LC/PVC(Bd)/SWA/STA/PVC NYKYRGbY-O 7x2.5 mm2 (DRUM NO.:14-10497) | 7*2.5 | 1071-O2-EL-PO-002-6002-A0-1-004 | OPEN PACKING LIST | Kerman Cable Industries | 1267 | meter | 0 |  | ODCC-EL-IGC-0173 | IGC | 2021-11-17 | 1267 | [50 empty] | 1267
506 | 55 | ECCR2CCB1110DTT | U55-VLSV-01-7-A1-04 | Cable | Control | LV CU/PVC/PVC/LC/PVC(Bd)/SWA/STA/PVC NYKYRGbY-O 7x2.5 mm2 (DRUM NO.:14-10496) | 7*2.5 | 1071-O2-EL-PO-002-6002-A0-1-004 | OPEN PACKING LIST | Kerman Cable Industries | 1260 | meter | 0 |  | ODCC-EL-IGC-0103 | IGC | 2021-05-18 | 1260 | 1260 | [49 empty] | 1260
507 | 75 | ECCR2CCB1110DTT | U75-VLSV-01-7-A1-04 | Cable | Control | LV CU/PVC/PVC/LC/PVC(Bd)/SWA/STA/PVC NYKYRGbY-O 7x2.5 mm2 (DRUM NO.:14-10498) | 7*2.5 | 1071-O2-EL-PO-002-6002-A0-1-004 | OPEN PACKING LIST | Kerman Cable Industries | 1135 | meter | 0 |  | ODCC-EL-IGC-0105 | IGC | 2021-05-23 | 1135 | 1135 | [49 empty] | 1135
508 | 51 | ECCR2CCB1110DTT | U51-VLSV-01-7-A1-10 | Cable | Control | LV CU/PVC/PVC/LC/PVC(Bd)/SWA/STA/PVC NYKYRGbY-O 7x2.5 mm2 (DRUM NO.:16-3594) | 7*2.5 | 1071-O2-EL-PO-002-6002-A0-1-004 | OPEN PACKING LIST | Kerman Cable Industries | 1380 | meter | 0 |  | ODCC-EL-IGC-0173 | IGC | 2021-11-17 | 1380 | [50 empty] | 1380
509 | 51 | ECCT1CCB1103FTT | U51-XLSV-01-3-A3-01 | Cable | LV | LV CU/XLPE/PVC/LC/PVC(Bd)/SWA/STA/PVC N2XKYRGbY-O 3x6 mm2 (DRUM NO.:14-10495) | 3*6 | 1071-O2-EL-PO-002-6002-A0-1-004 | OPEN PACKING LIST | Kerman Cable Industries | 469 | meter | 0 |  | ODCC-EL-IGC-0159 | IGC | 2021-10-03 | 469 | 469 | [49 empty] | 469
510 | 51 | ECCV1CCB1103EEE | U51-XSV-01-3-A2-01 | Cable | LV | LV CU/XLPE/PVC(Bd)/SWA/STA/PVC N2XRGbY-J 3x4 mm2 (DRUM NO.:9-10571) | 3*4 | 1071-O2-EL-PO-002-6002-A0-1-004 | OPEN PACKING LIST | Kerman Cable Industries | 474 | meter | 0 |  | ODCC-EL-IGC-0119 | IGC | 2021-06-12 | 474 | 474 | [49 empty] | 474
511 | 55 | ECCV1CCB1103EEE | U55-XSV-01-3-A2-01 | Cable | LV | LV CU/XLPE/PVC(Bd)/SWA/STA/PVC N2XRGbY-J 3x4 mm2 (DRUM NO.:8-15427) | 3*4 | 1071-O2-EL-PO-002-6002-A0-1-004 | OPEN PACKING LIST | Kerman Cable Industries | 412 | meter | 0 |  | ODCC-EL-IGC-0085 | IGC | 2021-04-11 | 412 | 412 | [49 empty] | 412
512 | 75 | ECCV1CCB1103EEE | U75-XSV-01-3-A2-01 | Cable | LV | LV CU/XLPE/PVC(Bd)/SWA/STA/PVC N2XRGbY-J 3x4 mm2 (DRUM NO.:6-2503) | 3*4 | 1071-O2-EL-PO-002-6002-A0-1-004 | OPEN PACKING LIST | Kerman Cable Industries | 103 | meter | 103 | [55 empty] | 0
513 | SS-40-09 | ECCV1CCB1102FFT | U48/09-XSV-01-2-A3-01 | Cable | LV | LV CU/XLPE/PVC(Bd)/SWA/STA/PVC N2XRGbY-O 2x6 mm2 (DRUM NO.:9-10572) | 2*6 | 1071-O2-EL-PO-002-6002-A0-1-004 | OPEN PACKING LIST | Kerman Cable Industries | 491 | meter | 491 | [55 empty] | 0
514 | 51 | ECCT1CCB1103FFF | U51-XLSV-01-3-A3-03 | Cable | LV | LV CU/PVC/PVC/LC/PVC(Bd)/SWA/STA/PVC N2XKYRGbY-J 3x6 mm2 (DRUM NO.:16-3585) | 3*6 | 1071-O2-EL-PO-002-6002-A0-1-004 | OPEN PACKING LIST | Kerman Cable Industries | 1450 | meter | 0 |  | ODCC-EL-IGC-0153 | IGC | 2021-09-16 | 1450 | 1450 | [49 empty] | 1450
515 | 51 | ECCT1CCB1103FFF | U51-XLSV-01-3-A3-04 | Cable | LV | LV CU/PVC/PVC/LC/PVC(Bd)/SWA/STA/PVC N2XKYRGbY-J 3x6 mm2 (DRUM NO.:14-10529) | 3*6 | 1071-O2-EL-PO-002-6002-A0-1-004 | OPEN PACKING LIST | Kerman Cable Industries | 1168 | meter | 0 |  | ODCC-EL-IGC-0145 | IGC | 2021-09-05 | 1168 | 1168 | [49 empty] | 1168
516 | 51 | ECCT1CCB1103FFF | U51-XLSV-01-3-A3-07 | Cable | LV | LV CU/PVC/PVC/LC/PVC(Bd)/SWA/STA/PVC N2XKYRGbY-J 3x6 mm2 (DRUM NO.:16-3587) | 3*6 | 1071-O2-EL-PO-002-6002-A0-1-004 | OPEN PACKING LIST | Kerman Cable Industries | 1495 | meter | 0 |  | ODCC-EL-IGC-0136 | IGC | 2021-08-09 | 1495 | 1495 | [49 empty] | 1495
517 | 51 | ECCT1CCB1103FFF | U51-XLSV-01-3-A3-08 | Cable | LV | LV CU/PVC/PVC/LC/PVC(Bd)/SWA/STA/PVC N2XKYRGbY-J 3x6 mm2 (DRUM NO.:16-3593) | 3*6 | 1071-O2-EL-PO-002-6002-A0-1-004 | OPEN PACKING LIST | Kerman Cable Industries | 1545 | meter | 0 |  | ODCC-EL-IGC-0156 | IGC | 2021-09-28 | 1545 | 1545 | [49 empty] | 1545
518 | 51 | ECCT1CCB1103FFF | U51-XLSV-01-3-A3-09 | Cable | LV | LV CU/PVC/PVC/LC/PVC(Bd)/SWA/STA/PVC N2XKYRGbY-J 3x6 mm2 (DRUM NO.:16-3591) | 3*6 | 1071-O2-EL-PO-002-6002-A0-1-004 | OPEN PACKING LIST | Kerman Cable Industries | 1530 | meter | 0 |  | ODCC-EL-IGC-0156 | IGC | 2021-09-28 | 1530 | 1530 | [49 empty] | 1530
519 | 51 | ECCT1CCB1103FFF | U51-XLSV-01-3-A3-11 | Cable | LV | LV CU/PVC/PVC/LC/PVC(Bd)/SWA/STA/PVC N2XKYRGbY-J 3x6 mm2 (DRUM NO.:16-3590) | 3*6 | 1071-O2-EL-PO-002-6002-A0-1-004 | OPEN PACKING LIST | Kerman Cable Industries | 1525 | meter | 0 |  | ODCC-EL-IGC-0156 | IGC | 2021-09-28 | 1525 | 1525 | [49 empty] | 1525
520 | 51 | ECCT1CCB1103FFF | U51-XLSV-01-3-A3-12 | Cable | LV | LV CU/PVC/PVC/LC/PVC(Bd)/SWA/STA/PVC N2XKYRGbY-J 3x6 mm2 (DRUM NO.:16-3592) | 3*6 | 1071-O2-EL-PO-002-6002-A0-1-004 | OPEN PACKING LIST | Kerman Cable Industries | 1540 | meter | 0 |  | ODCC-EL-IGC-0156 | IGC | 2021-09-28 | 1540 | 1540 | [49 empty] | 1540
521 | 51 | ECCT1CCB1103FFF | U51-XLSV-01-3-A3-13 | Cable | LV | LV CU/PVC/PVC/LC/PVC(Bd)/SWA/STA/PVC N2XKYRGbY-J 3x6 mm2 (DRUM NO.:16-3588) | 3*6 | 1071-O2-EL-PO-002-6002-A0-1-004 | OPEN PACKING LIST | Kerman Cable Industries | 1500 | meter | 0 |  | ODCC-EL-IGC-0169 | IGC | 2021-11-10 | 1500 | 1500 | [49 empty] | 1500
522 | 55 | ECCT1CCB1103FFF | U55-XLSV-01-3-A3-01 | Cable | LV | LV CU/PVC/PVC/LC/PVC(Bd)/SWA/STA/PVC N2XKYRGbY-J 3x6 mm2 (DRUM NO.:16-3589) | 3*6 | 1071-O2-EL-PO-002-6002-A0-1-004 | OPEN PACKING LIST | Kerman Cable Industries | 1520 | meter | 0 |  | ODCC-EL-IGC-0106 | IGC | 2021-05-27 | 1520 | 1520 | [49 empty] | 1520
523 | 55 | ECCT1CCB1103FFF | U55-XLSV-01-3-A3-02 | Cable | LV | LV CU/PVC/PVC/LC/PVC(Bd)/SWA/STA/PVC N2XKYRGbY-J 3x6 mm2 (DRUM NO.:16-3586) | 3*6 | 1071-O2-EL-PO-002-6002-A0-1-004 | OPEN PACKING LIST | Kerman Cable Industries | 1470 | meter | 0 |  | ODCC-EL-IGC-0106 | IGC | 2021-05-27 | 1470 | 1470 | [49 empty] | 1470
524 | SS-40-09 | ECCV1CCB1102FFT | U48/09-XSV-01-2-A3-02 | Cable | LV | LV CU/XLPE/PVC(Bd)/SWA/STA/PVC N2XRGbY-O 2x6 mm2 (DRUM NO.:8-15428) | 2*6 | 1071-O2-EL-PO-002-6002-A0-1-004 | OPEN PACKING LIST | Kerman Cable Industries | 314 | meter | 314 | [55 empty] | 0
525 | 51 | ECCT1CCB1104FFT | U51-XLSV-01-4-A3-02 | Cable | LV | LV Cu/XLPE/PVC/LC/PVC(Bd)/SWA/STA/PVC N2XKYRGbY-J4x6 mm2 (DRUM NO.:12-4927) | 4*6 | 1071-O2-EL-PO-002-6002-A0-1-004 | OPEN PACKING LIST | Kerman Cable Industries | 700 | meter | 0 |  | ODCC-EL-IGC-0136 | IGC | 2021-08-09 | 700 | 700 | [49 empty] | 700
526 | SS-40-09 | ECCV1CCB1104EET | U48/09-XSV-01-4-A2-01 | Cable | LV | LV Cu/XLPE/PVC/PVC(Bd)/SWA/STA/PVC N2XRGbY-O 4x4 mm2 (DRUM NO.:14-10485) | 4*4 | 1071-O2-EL-PO-002-6002-A0-1-004 | OPEN PACKING LIST | Kerman Cable Industries | 1245 | meter | 0 |  | ODCC-EL-IGC-0214 | IGC | 2022-01-11 | 1245 | 1245 | [49 empty] | 1245
527 | SS-40-09 | ECDA1CCB1101QTT | U48/09-XAV-01-1-AE-03 | Cable | LV | LV CABLE CU/XLPE/AWA/PVC 240 MM2 (DRUM NO.:14-1038) | 1*240 | 1071-O2-EL-PO-002-6002-A0-1-003 | OPEN PACKING LIST | Kerman Cable Industries | 547 | meter | 0 |  | ODCC-EL-IGC-0214 | IGC | 2022-01-11 | 547 | 547 | [49 empty] | 547
528 | SS-40-09 | ECDA1CCB1101QTT | U48/09-XAV-01-1-AE-04 | Cable | LV | LV CABLE CU/XLPE/AWA/PVC 240 MM2 (DRUM NO.:14-1052) | 1*240 | 1071-O2-EL-PO-002-6002-A0-1-003 | OPEN PACKING LIST | Kerman Cable Industries | 555 | meter | 0 |  | ODCC-EL-IGC-0214 | IGC | 2022-01-11 | 555 | 555 | [49 empty] | 555
529 | SS-40-09 | ECDA1CCB1101QTT | U48/09-XAV-01-1-AE-06 | Cable | LV | LV CABLE CU/XLPE/AWA/PVC 240 MM2 (DRUM NO.:14-1053) | 1*240 | 1071-O2-EL-PO-002-6002-A0-1-003 | OPEN PACKING LIST | Kerman Cable Industries | 576 | meter | 0 |  | ODCC-EL-IGC-0214 | IGC | 2022-01-11 | 576 | 576 | [49 empty] | 576
530 | SS-40-09 | ECDA1CCB1101QTT | U48/09-XAV-01-1-AE-05 | Cable | LV | LV CABLE CU/XLPE/AWA/PVC 240 MM2 (DRUM NO.:14-1054) | 1*240 | 1071-O2-EL-PO-002-6002-A0-1-003 | OPEN PACKING LIST | Kerman Cable Industries | 581 | meter | 0 |  | ODCC-EL-IGC-0214 | IGC | 2022-01-11 | 581 | 581 | [49 empty] | 581
531 | SS-40-09 | ECDA1CCB1101QTT | U48/09-XAV-01-1-AE-01 | Cable | LV | LV CABLE CU/XLPE/AWA/PVC 240 MM2 (DRUM NO.:16-1039) | 1*240 | 1071-O2-EL-PO-002-6002-A0-1-003 | OPEN PACKING LIST | Kerman Cable Industries | 642 | meter | 0 |  | ODCC-EL-IGC-0214 | IGC | 2022-01-11 | 642 | 642 | [49 empty] | 642
532 | SS-40-09 | ECDA1CCB1101QTT | U48/09-XAV-01-1-AE-02 | Cable | LV | LV CABLE CU/XLPE/AWA/PVC 240 MM2 (DRUM NO.:16-1055) | 1*240 | 1071-O2-EL-PO-002-6002-A0-1-003 | OPEN PACKING LIST | Kerman Cable Industries | 724 | meter | 0 |  | ODCC-EL-IGC-0214 | IGC | 2022-01-11 | 724 | 724 | [49 empty] | 724
533 | SS-40-09 | ECDA1CCB1101RTT | U48/09-XAV-01-1-C1-04 | Cable | LV | LV CABLE CU/XLPE/AWA/PVC 300 MM2 (DRUM NO.:18-1017) | 1*300 | 1071-O2-EL-PO-002-6002-A0-1-003 | OPEN PACKING LIST | Kerman Cable Industries | 820 | meter | 0 |  | ODCC-EL-IGC-0169 | IGC | 2021-11-10 | 820 | 820 | [49 empty] | 820
534 | SS-40-09 | ECDA1CCB1101RTT | U48/09-XAV-01-1-C1-03 | Cable | LV | LV CABLE CU/XLPE/AWA/PVC 300 MM2 (DRUM NO.:18-1024) | 1*300 | 1071-O2-EL-PO-002-6002-A0-1-003 | OPEN PACKING LIST | Kerman Cable Industries | 815 | meter | 0 |  | ODCC-EL-IGC-0169 | IGC | 2021-11-10 | 815 | 815 | [49 empty] | 815
535 | SS-40-09 | ECDA1CCB1101RTT | U48/09-XAV-01-1-C1-01 | Cable | LV | LV CABLE CU/XLPE/AWA/PVC 300 MM2 (DRUM NO.:18-1025) | 1*300 | 1071-O2-EL-PO-002-6002-A0-1-003 | OPEN PACKING LIST | Kerman Cable Industries | 820 | meter | 0 |  | ODCC-EL-IGC-0169 | IGC | 2021-11-10 | 820 | 820 | [49 empty] | 820
536 | SS-40-09 | ECDA1CCB1101RTT | U48/09-XAV-01-1-C1-02 | Cable | LV | LV CABLE CU/XLPE/AWA/PVC 300 MM2 (DRUM NO.:18-1026) | 1*300 | 1071-O2-EL-PO-002-6002-A0-1-003 | OPEN PACKING LIST | Kerman Cable Industries | 821 | meter | 0 |  | ODCC-EL-IGC-0169 | IGC | 2021-11-10 | 821 | 821 | [49 empty] | 821
537 | 55 | ECCT1CCB1103KTT | U55-XLSV-01-3-A8-02 | Cable | LV | LV CABLE N2XKYRGBY-O 3x50 SM (DRUM NO.:16-1018) | 3*50 | 1071-O2-EL-PO-002-6002-A0-1-003 | OPEN PACKING LIST | Kerman Cable Industries | 490 | meter | 127 | MRV | ODCC-EL-IGC-0110 | IGC | 2021-06-02 | 490 | 490 | [43 empty] | ODCC-EL-IGC-0008 | IGC | 2021-08-26 | 127 |  |  | 363
538 | 55 | ECCT1CCB1103KTT | U55-XLSV-01-3-A8-01 | Cable | LV | LV CABLE N2XKYRGBY-O 3x50 SM (DRUM NO.:16-1019) | 3*50 | 1071-O2-EL-PO-002-6002-A0-1-003 | OPEN PACKING LIST | Kerman Cable Industries | 492 | meter | 0 |  | ODCC-EL-IGC-0110 | IGC | 2021-06-02 | 492 | 492 | [49 empty] | 492
539 | 51 | ECCT1CCB1103LTT | U51-XLSV-01-3-A9-01 | Cable | LV | LV CABLE N2XKYRGbY-O 3x70 MM2 SM (DRUM NO.:17-1371) | 3*70 | 1071-O2-EL-PO-002-6002-A0-1-003 | OPEN PACKING LIST | Kerman Cable Industries | 526 | meter | 0 |  | ODCC-EL-IGC-0159 | IGC | 2021-10-03 | 526 | 526 | [49 empty] | 526
540 | 51 | ECCT1CCB1103LTT | U51-XLSV-01-3-A9-08 | Cable | LV | LV CABLE N2XKYRGbY-O 3x70 MM2 SM (DRUM NO.:17-1378) | 3*70 | 1071-O2-EL-PO-002-6002-A0-1-003 | OPEN PACKING LIST | Kerman Cable Industries | 522 | meter | 0 |  | ODCC-EL-IGC-0136 | IGC | 2021-08-09 | 522 | 522 | [49 empty] | 522
541 | 51 | ECCT1CCB1103LTT | U51-XLSV-01-3-A9-02 | Cable | LV | LV CABLE N2XKYRGbY-O 3x70 MM2 SM (DRUM NO.:18-1364) | 3*70 | 1071-O2-EL-PO-002-6002-A0-1-003 | OPEN PACKING LIST | Kerman Cable Industries | 676 | meter | 0 |  | ODCC-EL-IGC-0145 | IGC | 2021-09-05 | 676 | 676 | [49 empty] | 676
542 | 51 | ECCT1CCB1103LTT | U51-XLSV-01-3-A9-03 | Cable | LV | LV CABLE N2XKYRGbY-O 3x70 MM2 SM (DRUM NO.:18-1372) | 3*70 | 1071-O2-EL-PO-002-6002-A0-1-003 | OPEN PACKING LIST | Kerman Cable Industries | 688 | meter | 0 |  | ODCC-EL-IGC-0145 | IGC | 2021-09-05 | 688 | 688 | [49 empty] | 688
543 | 51 | ECCT1CCB1103LTT | U51-XLSV-01-3-A9-05 | Cable | LV | LV CABLE N2XKYRGbY-O 3x70 MM2 SM (DRUM NO.:18-1374) | 3*70 | 1071-O2-EL-PO-002-6002-A0-1-003 | OPEN PACKING LIST | Kerman Cable Industries | 729 | meter | 0 |  | ODCC-EL-IGC-0145 | IGC | 2021-09-05 | 729 | 729 | [49 empty] | 729
544 | 51 | ECCT1CCB1103LTT | U51-XLSV-01-3-A9-09 | Cable | LV | LV CABLE N2XKYRGbY-O 3x70 MM2 SM (DRUM NO.:18-1377) | 3*70 | 1071-O2-EL-PO-002-6002-A0-1-003 | OPEN PACKING LIST | Kerman Cable Industries | 517 | meter | 0 |  | ODCC-EL-IGC-0136 | IGC | 2021-08-09 | 517 | 517 | [49 empty] | 517
545 | 75 | ECCT1CCB1103LTT | U75-XLSV-01-3-A9-01 | Cable | LV | LV CABLE N2XKYRGbY-O 3x70 MM2 SM (DRUM NO.:18-1427) | 3*70 | 1071-O2-EL-PO-002-6002-A0-1-003 | OPEN PACKING LIST | Kerman Cable Industries | 840 | meter | 0 |  | ODCC-EL-IGC-0105 | IGC | 2021-05-23 | 840 | 840 | [49 empty] | 840
546 | 55 | ECCT1CCB1103LTT | U55-XLSV-01-3-A9-02 | Cable | LV | LV CABLE N2XKYRGbY-O 3x70 MM2 SM (DRUM NO.:19-1414) | 3*70 | 1071-O2-EL-PO-002-6002-A0-1-003 | OPEN PACKING LIST | Kerman Cable Industries | 535 | meter | 153 | MRV | ODCC-EL-IGC-0105 | IGC | 2021-05-23 | 535 | 535 | [43 empty] | ODCC-EL-IGC-0008 | IGC | 2021-08-26 | 153 |  |  | 382
547 | 51 | ECCT1CCB1103LTT | U51-XLSV-01-3-A9-04 | Cable | LV | LV CABLE N2XKYRGbY-O 3x70 MM2 SM (DRUM NO.:20-1373) | 3*70 | 1071-O2-EL-PO-002-6002-A0-1-003 | OPEN PACKING LIST | Kerman Cable Industries | 710 | meter | 0 |  | ODCC-EL-IGC-0145 | IGC | 2021-09-05 | 710 | 710 | [49 empty] | 710
548 | 51 | ECCT1CCB1103LTT | U51-XLSV-01-3-A9-07 | Cable | LV | LV CABLE N2XKYRGbY-O 3x70 MM2 SM (DRUM NO.:20-1375) | 3*70 | 1071-O2-EL-PO-002-6002-A0-1-003 | OPEN PACKING LIST | Kerman Cable Industries | 783 | meter | 0 |  | ODCC-EL-IGC-0136 | IGC | 2021-08-09 | 783 | 783 | [49 empty] | 783
549 | 75 | ECCT1CCB1103LTT | U75-XLSV-01-3-A9-02 | Cable | LV | LV CABLE N2XKYRGbY-O 3x70 MM2 SM (DRUM NO.:20-1376) | 3*70 | 1071-O2-EL-PO-002-6002-A0-1-003 | OPEN PACKING LIST | Kerman Cable Industries | 830 | meter | 118 | MRV | ODCC-EL-IGC-0110 | IGC | 2021-06-02 | 830 | 830 | [43 empty] | ODCC-EL-IGC-0008 | IGC | 2021-08-26 | 118 |  |  | 712
550 | 51 | ECCT1CCB1103LTT | U51-XLSV-01-3-A9-06 | Cable | LV | LV CABLE N2XKYRGbY-O 3x70 MM2 SM (DRUM NO.:20-1379) | 3*70 | 1071-O2-EL-PO-002-6002-A0-1-003 | OPEN PACKING LIST | Kerman Cable Industries | 771 | meter | 0 |  | ODCC-EL-IGC-0145 | IGC | 2021-09-05 | 771 | 771 | [49 empty] | 771
551 | 55 | ECCT1CCB1103LTT | U55-XLSV-01-3-A9-01 | Cable | LV | LV CABLE N2XKYRGbY-O 3x70 MM2 SM (DRUM NO.:22-1380) | 3*70 | 1071-O2-EL-PO-002-6002-A0-1-003 | OPEN PACKING LIST | Kerman Cable Industries | 809 | meter | 0 |  | ODCC-EL-IGC-0103 | IGC | 2021-05-18 | 809 | 809 | [49 empty] | 809
552 | 75 | ECCT1CCB1103NTT | U75-XLSV-01-3-AB-03 | Cable | LV | LV CABLE N2XKYRGbY-O 3x120 MM2 SM (DRUM NO.:22-1455) | 3*120 | 1071-O2-EL-PO-002-6002-A0-1-003 | OPEN PACKING LIST | Kerman Cable Industries | 759 | meter | 141 | MRV | ODCC-EL-IGC-0105 | IGC | 2021-05-23 | 759 | 759 | [43 empty] | ODCC-EL-IGC-0008 | IGC | 2021-08-26 | 141 |  |  | 618
553 | 75 | ECCT1CCB1103NTT | U75-XLSV-01-3-AB-02 | Cable | LV | LV CABLE N2XKYRGbY-O 3x120 MM2 SM (DRUM NO.:22-1456) | 3*120 | 1071-O2-EL-PO-002-6002-A0-1-003 | OPEN PACKING LIST | Kerman Cable Industries | 866 | meter | 158 | MRV | ODCC-EL-IGC-0105 | IGC | 2021-05-23 | 866 | 866 | [43 empty] | ODCC-EL-IGC-0008 | IGC | 2021-08-26 | 158 |  |  | 708
554 | 51 | ECCT1CCB1103NTT | U51-XLSV-01-3-AB-01 | Cable | LV | LV CABLE N2XKYRGbY-O 3x120 MM2 SM (DRUM NO.:20-1175) | 3*120 | 1071-O2-EL-PO-002-6002-A0-1-003 | OPEN PACKING LIST | Kerman Cable Industries | 484 | meter | 0 |  | ODCC-EL-IGC-0159 | IGC | 2021-10-03 | 484 | 484 | [49 empty] | 484
555 | 75 | ECCT1CCB1103NTT | U75-XLSV-01-3-AB-01 | Cable | LV | LV CABLE N2XKYRGbY-O 3x120 MM2 SM (DRUM NO.:24-1320) | 3*120 | 1071-O2-EL-PO-002-6002-A0-1-003 | OPEN PACKING LIST | Kerman Cable Industries | 858 | meter | 146 | MRV | ODCC-EL-IGC-0121 | IGC | 2021-06-22 | 858 | 858 | [43 empty] | ODCC-EL-IGC-0008 | IGC | 2021-08-26 | 146 |  |  | 712
556 | 51 | ECCT1CCB1103OTT | U51-XLSV-01-3-AC-01 | Cable | LV | LV CABLE N2XKYRGbY-O 3x150 MM2 SM (DRUM NO.:20-1445) | 3*150 | 1071-O2-EL-PO-002-6002-A0-1-003 | OPEN PACKING LIST | Kerman Cable Industries | 328 | meter | 0 |  | ODCC-EL-IGC-0159 | IGC | 2021-10-03 | 328 | 328 | [49 empty] | 328
557 | 75 | ECCT1CCB1103OTT | U75-XLSV-01-3-AC-02 | Cable | LV | LV CABLE N2XKYRGbY-O 3x150 MM2 SM (DRUM NO.:20-1446) | 3*150 | 1071-O2-EL-PO-002-6002-A0-1-003 | OPEN PACKING LIST | Kerman Cable Industries | 375 | meter | 68 | MRV | ODCC-EL-IGC-0121 | IGC | 2021-06-22 | 375 | 375 | [43 empty] | ODCC-EL-IGC-0008 | IGC | 2021-08-26 | 68 |  |  | 307
558 | 75 | ECCT1CCB1103OTT | U75-XLSV-01-3-AC-01 | Cable | LV | LV CABLE N2XKYRGbY-O 3x150 MM2 SM (DRUM NO.:20-1447) | 3*150 | 1071-O2-EL-PO-002-6002-A0-1-003 | OPEN PACKING LIST | Kerman Cable Industries | 375 | meter | 64 | MRV | ODCC-EL-IGC-0121 | IGC | 2021-06-22 | 375 | 375 | [43 empty] | ODCC-EL-IGC-0008 | IGC | 2021-08-26 | 64 |  |  | 311
559 | 55 | ECCT1CCB1103OTT | U55-XLSV-01-3-AC-01 | Cable | LV | LV CABLE N2XKYRGbY-O 3x150 MM2 SM (DRUM NO.:20-1448) | 3*150 | 1071-O2-EL-PO-002-6002-A0-1-003 | OPEN PACKING LIST | Kerman Cable Industries | 457 | meter | 124 | MRV | ODCC-EL-IGC-0103 | IGC | 2021-05-18 | 457 | 457 | [43 empty] | ODCC-EL-IGC-0008 | IGC | 2021-08-26 | 124 |  |  | 333
560 | 51 | ECCT1CCB1103OTT | U51-XLSV-01-3-AC-05 | Cable | LV | LV CABLE N2XKYRGbY-O 3x150 MM2 SM (DRUM NO.:19-1432) | 3*150 | 1071-O2-EL-PO-002-6002-A0-1-003 | OPEN PACKING LIST | Kerman Cable Industries | 185 | meter | 185 | [55 empty] | 0
561 | 51 | ECCT1CCB1103OTT | U51-XLSV-01-3-AC-02 | Cable | LV | LV CABLE N2XKYRGbY-O 3x150 MM2 SM (DRUM NO.:20-1433) | 3*150 | 1071-O2-EL-PO-002-6002-A0-1-003 | OPEN PACKING LIST | Kerman Cable Industries | 329 | meter | 0 |  | ODCC-EL-IGC-0159 | IGC | 2021-10-03 | 329 | 329 | [49 empty] | 329
562 | 51 | ECCT1CCB1103OTT | U51-XLSV-01-3-AC-03 | Cable | LV | LV CABLE N2XKYRGbY-O 3x150 MM2 SM (DRUM NO.:19-1434) | 3*150 | 1071-O2-EL-PO-002-6002-A0-1-003 | OPEN PACKING LIST | Kerman Cable Industries | 329 | meter | 0 |  | ODCC-EL-IGC-0159 | IGC | 2021-10-03 | 329 | 329 | [49 empty] | 329
563 | 51 | ECCT1CCB1103OTT | U51-XLSV-01-3-AC-04 | Cable | LV | LV CABLE N2XKYRGbY-O 3x150 MM2 SM (DRUM NO.:20-1435) | 3*150 | 1071-O2-EL-PO-002-6002-A0-1-003 | OPEN PACKING LIST | Kerman Cable Industries | 329 | meter | 0 |  | ODCC-EL-IGC-0159 | IGC | 2021-10-03 | 329 | 329 | [49 empty] | 329
564 | 75 | ECCT1CCB1103OTT | U75-XLSV-01-3-AC-04 | Cable | LV | LV CABLE N2XKYRGbY-O 3x150 MM2 SM (DRUM NO.:20-1437) | 3*150 | 1071-O2-EL-PO-002-6002-A0-1-003 | OPEN PACKING LIST | Kerman Cable Industries | 376 | meter | 74 | MRV | ODCC-EL-IGC-0105 | IGC | 2021-05-23 | 376 | 376 | [43 empty] | ODCC-EL-IGC-0008 | IGC | 2021-08-26 | 74 |  |  | 302
565 | 55 | ECCT1CCB1103OTT | U55-XLSV-01-3-AC-02 | Cable | LV | LV CABLE N2XKYRGbY-O 3x150 MM2 SM (DRUM NO.:20-1438) | 3*150 | 1071-O2-EL-PO-002-6002-A0-1-003 | OPEN PACKING LIST | Kerman Cable Industries | 455 | meter | 0 |  | ODCC-EL-IGC-0121 | IGC | 2021-06-22 | 455 | 455 | [49 empty] | 455
566 | 75 | ECCT1CCB1103OTT | U75-XLSV-01-3-AC-03 | Cable | LV | LV CABLE N2XKYRGbY-O 3x150 MM2 SM (DRUM NO.:21-1436) | 3*150 | 1071-O2-EL-PO-002-6002-A0-1-003 | OPEN PACKING LIST | Kerman Cable Industries | 373 | meter | 68 | MRV | ODCC-EL-IGC-0105 | IGC | 2021-05-23 | 373 | 373 | [43 empty] | ODCC-EL-IGC-0008 | IGC | 2021-08-26 | 68 |  |  | 305
567 | 51 | ECCT1CCB1103QTT | U51-XLSV-01-3-AE-01 | Cable | LV | LV CABLE N2XKYRGbY-O 3x240 SM (DRUM NO.:24-1415) | 3*240 | 1071-O2-EL-PO-002-6002-A0-1-003 | OPEN PACKING LIST | Kerman Cable Industries | 318 | meter | 0 |  | ODCC-EL-IGC-0163 | IGC | 2021-10-23 | 318 | 318 | [49 empty] | 318
568 | 51 | ECCT1CCB1103QTT | U51-XLSV-01-3-AE-02 | Cable | LV | LV CABLE N2XKYRGbY-O 3x240 SM (DRUM NO.:24-1416) | 3*240 | 1071-O2-EL-PO-002-6002-A0-1-003 | OPEN PACKING LIST | Kerman Cable Industries | 388 | meter | 0 |  | ODCC-EL-IGC-0163 | IGC | 2021-10-23 | 388 | 388 | [49 empty] | 388
569 | 55 | ECCT1CCB1103QTT | U55-XLSV-01-3-AE-06 | Cable | LV | LV CABLE N2XKYRGbY-O 3x240 SM (DRUM NO.:26-1417) | 3*240 | 1071-O2-EL-PO-002-6002-A0-1-003 | OPEN PACKING LIST | Kerman Cable Industries | 441 | meter | 0 |  | ODCC-EL-IGC-0121 | IGC | 2021-06-22 | 441 | 441 | [49 empty] | 441
570 | 55 | ECCT1CCB1103QTT | U55-XLSV-01-3-AE-05 | Cable | LV | LV CABLE N2XKYRGbY-O 3x240 SM (DRUM NO.:26-1418) | 3*240 | 1071-O2-EL-PO-002-6002-A0-1-003 | OPEN PACKING LIST | Kerman Cable Industries | 444 | meter | 121 | MRV | ODCC-EL-IGC-0103 | IGC | 2021-05-18 | 444 | 444 | [43 empty] | ODCC-EL-IGC-0008 | IGC | 2021-08-26 | 121 |  |  | 323
571 | 55 | ECCT1CCB1103QTT | U55-XLSV-01-3-AE-03 | Cable | LV | LV CABLE N2XKYRGbY-O 3x240 SM (DRUM NO.:26-1419) | 3*240 | 1071-O2-EL-PO-002-6002-A0-1-003 | OPEN PACKING LIST | Kerman Cable Industries | 492 | meter | 140 | MRV | ODCC-EL-IGC-0121 | IGC | 2021-06-22 | 492 | 492 | [43 empty] | ODCC-EL-IGC-0008 | IGC | 2021-08-26 | 140 |  |  | 352
572 | 55 | ECCT1CCB1103QTT | U55-XLSV-01-3-AE-04 | Cable | LV | LV CABLE N2XKYRGbY-O 3x240 SM (DRUM NO.:26-1420) | 3*240 | 1071-O2-EL-PO-002-6002-A0-1-003 | OPEN PACKING LIST | Kerman Cable Industries | 493 | meter | 0 |  | ODCC-EL-IGC-0121 | IGC | 2021-06-22 | 493 | 493 | [49 empty] | 493
573 | 55 | ECCT1CCB1103QTT | U55-XLSV-01-3-AE-01 | Cable | LV | LV CABLE N2XKYRGbY-O 3x240 SM (DRUM NO.:26-1421) | 3*240 | 1071-O2-EL-PO-002-6002-A0-1-003 | OPEN PACKING LIST | Kerman Cable Industries | 496 | meter | 143 | MRV | ODCC-EL-IGC-0102 | IGC | 2021-05-18 | 496 | [44 empty] | ODCC-EL-IGC-0008 | IGC | 2021-08-26 | 143 |  |  | 353
574 | 51 | ECCT1CCB1103QTT | U51-XLSV-01-3-AE-03 | Cable | LV | LV CABLE N2XKYRGbY-O 3x240 SM (DRUM NO.:26-1423) | 3*240 | 1071-O2-EL-PO-002-6002-A0-1-003 | OPEN PACKING LIST | Kerman Cable Industries | 468 | meter | 0 |  | ODCC-EL-IGC-0163 | IGC | 2021-10-23 | 468 | 468 | [49 empty] | 468
575 | 55 | ECCT1CCB1103QTT | U55-XLSV-01-3-AE-02 | Cable | LV | LV CABLE N2XKYRGbY-O 3x240 SM (DRUM NO.:26-1424) | 3*240 | 1071-O2-EL-PO-002-6002-A0-1-003 | OPEN PACKING LIST | Kerman Cable Industries | 497 | meter | 144 | MRV | ODCC-EL-IGC-0102 | IGC | 2021-05-18 | 497 | 497 | [43 empty] | ODCC-EL-IGC-0008 | IGC | 2021-08-26 | 144 |  |  | 353
576 | 55 | ECCT1CCB1105LJT | U55-XLSV-01-4-A9-01 | Cable | LV | LV CABLE N2XKYRGBY-O 3x70/35 MM2 SM (DRUM NO.:17-1381) | 3*70+35 | 1071-O2-EL-PO-002-6002-A0-1-003 | OPEN PACKING LIST | Kerman Cable Industries | 444 | meter | 0 |  | ODCC-EL-IGC-0123 | IGC | 2021-06-24 | 444 | 444 | [49 empty] | 444
577 | 51 | ECCT1CCB1105LJT | U51-XLSV-01-4-A9-01 | Cable | LV | LV CABLE N2XKYRGBY-O 3x70/35 MM2 SM (DRUM NO.:20-1391) | 3*70+35 | 1071-O2-EL-PO-002-6002-A0-1-003 | OPEN PACKING LIST | Kerman Cable Industries | 819 | meter | 0 |  | ODCC-EL-IGC-0136 | IGC | 2021-08-09 | 819 | 819 | [49 empty] | 819
578 | 51 | ECCT1CCB1103MTT | U51-XLSV-01-3-AA-13 | Cable | LV | LV CABLE N2XKYRGbY-O 3x95 MM2 SM (DRUM NO.:18-1327) | 3*95 | 1071-O2-EL-PO-002-6002-A0-1-003 | OPEN PACKING LIST | Kerman Cable Industries | 566 | meter | 0 |  | ODCC-EL-IGC-0163 | IGC | 2021-10-23 | 566 | 566 | [49 empty] | 566
579 | 51 | ECCT1CCB1103MTT | U51-XLSV-01-3-AA-06 | Cable | LV | LV CABLE N2XKYRGbY-O 3x95 MM2 SM (DRUM NO.:18-1328) | 3*95 | 1071-O2-EL-PO-002-6002-A0-1-003 | OPEN PACKING LIST | Kerman Cable Industries | 659 | meter | 0 |  | ODCC-EL-IGC-0156 | IGC | 2021-09-28 | 659 | 659 | [49 empty] | 659
580 | 55 | ECCT1CCB1103MTT | U55-XLSV-01-3-AA-01 | Cable | LV | LV CABLE N2XKYRGbY-O 3x95 MM2 SM (DRUM NO.:18-1351) | 3*95 | 1071-O2-EL-PO-002-6002-A0-1-003 | OPEN PACKING LIST | Kerman Cable Industries | 476 | meter | 131 | MRV | ODCC-EL-IGC-0103 | IGC | 2021-05-18 | 476 | 476 | [43 empty] | ODCC-EL-IGC-0008 | IGC | 2021-08-26 | 131 |  |  | 345
581 | 51 | ECCT1CCB1103MTT | U51-XLSV-01-3-AA-22 | Cable | LV | LV CABLE N2XKYRGbY-O 3x95 MM2 SM (DRUM NO.:20-1321) | 3*95 | 1071-O2-EL-PO-002-6002-A0-1-003 | OPEN PACKING LIST | Kerman Cable Industries | 631 | meter | 0 |  | ODCC-EL-IGC-0136 | IGC | 2021-08-09 | 631 | 631 | [49 empty] | 631
582 | 51 | ECCT1CCB1103MTT | U51-XLSV-01-3-AA-21 | Cable | LV | LV CABLE N2XKYRGbY-O 3x95 MM2 SM (DRUM NO.:20-1322) | 3*95 | 1071-O2-EL-PO-002-6002-A0-1-003 | OPEN PACKING LIST | Kerman Cable Industries | 632 | meter | 0 |  | ODCC-EL-IGC-0136 | IGC | 2021-08-09 | 632 | 632 | [49 empty] | 632
583 | 51 | ECCT1CCB1103MTT | U51-XLSV-01-3-AA-07 | Cable | LV | LV CABLE N2XKYRGbY-O 3x95 MM2 SM (DRUM NO.:20-1324) | 3*95 | 1071-O2-EL-PO-002-6002-A0-1-003 | OPEN PACKING LIST | Kerman Cable Industries | 638 | meter | 0 |  | ODCC-EL-IGC-0156 | IGC | 2021-09-28 | 638 | 638 | [49 empty] | 638
584 | 55 | ECCT1CCB1103MTT | U55-XLSV-01-3-AA-02 | Cable | LV | LV CABLE N2XKYRGbY-O 3x95 MM2 SM (DRUM NO.:20-1350) | 3*95 | 1071-O2-EL-PO-002-6002-A0-1-003 | OPEN PACKING LIST | Kerman Cable Industries | 471 | meter | 0 |  | ODCC-EL-IGC-0121 | IGC | 2021-06-22 | 471 | 471 | [49 empty] | 471
585 | 51 | ECCT1CCB1103MTT | U51-XLSV-01-3-AA-20 | Cable | LV | LV CABLE N2XKYRGbY-O 3x95 MM2 SM (DRUM NO.:22-1323) | 3*95 | 1071-O2-EL-PO-002-6002-A0-1-003 | OPEN PACKING LIST | Kerman Cable Industries | 638 | meter | 0 |  | ODCC-EL-IGC-0163 | IGC | 2021-10-23 | 638 | 638 | [49 empty] | 638
586 | 51 | ECCT1CCB1103MTT | U51-XLSV-01-3-AA-10 | Cable | LV | LV CABLE N2XKYRGbY-O 3x95 MM2 SM (DRUM NO.:22-1330) | 3*95 | 1071-O2-EL-PO-002-6002-A0-1-003 | OPEN PACKING LIST | Kerman Cable Industries | 595 | meter | 0 |  | ODCC-EL-IGC-0163 | IGC | 2021-10-23 | 595 | 595 | [49 empty] | 595
587 | 51 | ECCT1CCB1103MTT | U51-XLSV-01-3-AA-17 | Cable | LV | LV CABLE N2XKYRGbY-O 3x95 MM2 SM (DRUM NO.:22-1331) | 3*95 | 1071-O2-EL-PO-002-6002-A0-1-003 | OPEN PACKING LIST | Kerman Cable Industries | 607 | meter | 0 |  | ODCC-EL-IGC-0163 | IGC | 2021-10-23 | 607 | 607 | [49 empty] | 607
588 | 51 | ECCT1CCB1103MTT | U51-XLSV-01-3-AA-18 | Cable | LV | LV CABLE N2XKYRGbY-O 3x95 MM2 SM (DRUM NO.:22-1332) | 3*95 | 1071-O2-EL-PO-002-6002-A0-1-003 | OPEN PACKING LIST | Kerman Cable Industries | 618 | meter | 0 |  | ODCC-EL-IGC-0163 | IGC | 2021-10-23 | 618 | 618 | [49 empty] | 618
589 | 51 | ECCT1CCB1103MTT | U51-XLSV-01-3-AA-09 | Cable | LV | LV CABLE N2XKYRGbY-O 3x95 MM2 SM (DRUM NO.:22-1333) | 3*95 | 1071-O2-EL-PO-002-6002-A0-1-003 | OPEN PACKING LIST | Kerman Cable Industries | 618 | meter | 0 |  | ODCC-EL-IGC-0156 | IGC | 2021-09-28 | 618 | 618 | [49 empty] | 618
590 | 51 | ECCT1CCB1103MTT | U51-XLSV-01-3-AA-08 | Cable | LV | LV CABLE N2XKYRGbY-O 3x95 MM2 SM (DRUM NO.:22-1334) | 3*95 | 1071-O2-EL-PO-002-6002-A0-1-003 | OPEN PACKING LIST | Kerman Cable Industries | 628 | meter | 0 |  | ODCC-EL-IGC-0156 | IGC | 2021-09-28 | 628 | 628 | [49 empty] | 628
591 | 51 | ECCT1CCB1103MTT | U51-XLSV-01-3-AA-19 | Cable | LV | LV CABLE N2XKYRGbY-O 3x95 MM2 SM (DRUM NO.:22-1335) | 3*95 | 1071-O2-EL-PO-002-6002-A0-1-003 | OPEN PACKING LIST | Kerman Cable Industries | 628 | meter | 0 |  | ODCC-EL-IGC-0163 | IGC | 2021-10-23 | 628 | 628 | [49 empty] | 628
592 | 51 | ECCT1CCB1103MTT | U51-XLSV-01-3-AA-02 | Cable | LV | LV CABLE N2XKYRGbY-O 3x95 MM2 SM (DRUM NO.:22-1336) | 3*95 | 1071-O2-EL-PO-002-6002-A0-1-003 | OPEN PACKING LIST | Kerman Cable Industries | 637 | meter | 0 |  | ODCC-EL-IGC-0153 | IGC | 2021-09-16 | 637 | 637 | [49 empty] | 637
593 | 51 | ECCT1CCB1103MTT | U51-XLSV-01-3-AA-03 | Cable | LV | LV CABLE N2XKYRGbY-O 3x95 MM2 SM (DRUM NO.:22-1337) | 3*95 | 1071-O2-EL-PO-002-6002-A0-1-003 | OPEN PACKING LIST | Kerman Cable Industries | 741 | meter | 0 |  | ODCC-EL-IGC-0159 | IGC | 2021-10-03 | 741 | 741 | [49 empty] | 741
594 | 51 | ECCT1CCB1103MTT | U51-XLSV-01-3-AA-01 | Cable | LV | LV CABLE N2XKYRGbY-O 3x95 MM2 SM (DRUM NO.:22-1338) | 3*95 | 1071-O2-EL-PO-002-6002-A0-1-003 | OPEN PACKING LIST | Kerman Cable Industries | 645 | meter | 0 |  | ODCC-EL-IGC-0153 | IGC | 2021-09-16 | 645 | 645 | [49 empty] | 645
595 | 51 | ECCT1CCB1103MTT | U51-XLSV-01-3-AA-04 | Cable | LV | LV CABLE N2XKYRGbY-O 3x95 MM2 SM (DRUM NO.:22-1339) | 3*95 | 1071-O2-EL-PO-002-6002-A0-1-003 | OPEN PACKING LIST | Kerman Cable Industries | 751 | meter | 139 | MRV | ODCC-EL-IGC-0110 | IGC | 2021-06-02 | 751 | 751 | [43 empty] | ODCC-EL-IGC-0008 | IGC | 2021-08-26 | 139 |  |  | 612
596 | 51 | ECCT1CCB1103MTT | U51-XLSV-01-3-AA-11 | Cable | LV | LV CABLE N2XKYRGbY-O 3x95 MM2 SM (DRUM NO.:22-1340) | 3*95 | 1071-O2-EL-PO-002-6002-A0-1-003 | OPEN PACKING LIST | Kerman Cable Industries | 585 | meter | 0 |  | ODCC-EL-IGC-0163 | IGC | 2021-10-23 | 585 | 585 | [49 empty] | 585
597 | 51 | ECCT1CCB1103MTT | U51-XLSV-01-3-AA-16 | Cable | LV | LV CABLE N2XKYRGbY-O 3x95 MM2 SM (DRUM NO.:22-1341) | 3*95 | 1071-O2-EL-PO-002-6002-A0-1-003 | OPEN PACKING LIST | Kerman Cable Industries | 593 | meter | 0 |  | ODCC-EL-IGC-0163 | IGC | 2021-10-23 | 593 | 593 | [49 empty] | 593
598 | 51 | ECCT1CCB1103MTT | U51-XLSV-01-3-AA-05 | Cable | LV | LV CABLE N2XKYRGbY-O 3x95 MM2 SM (DRUM NO.:22-1345) | 3*95 | 1071-O2-EL-PO-002-6002-A0-1-003 | OPEN PACKING LIST | Kerman Cable Industries | 659 | meter | 0 |  | ODCC-EL-IGC-0156 | IGC | 2021-09-28 | 659 | 659 | [49 empty] | 659
599 | 51 | ECCT1CCB1103MTT | U51-XLSV-01-3-AA-14 | Cable | LV | LV CABLE N2XKYRGbY-O 3x95 MM2 SM (DRUM NO.:22-1352) | 3*95 | 1071-O2-EL-PO-002-6002-A0-1-003 | OPEN PACKING LIST | Kerman Cable Industries | 571 | meter | 0 |  | ODCC-EL-IGC-0163 | IGC | 2021-10-23 | 571 | 571 | [49 empty] | 571
600 | 51 | ECCT1CCB1103MTT | U51-XLSV-01-3-AA-12 | Cable | LV | LV CABLE N2XKYRGbY-O 3x95 MM2 SM (DRUM NO.:22-1353) | 3*95 | 1071-O2-EL-PO-002-6002-A0-1-003 | OPEN PACKING LIST | Kerman Cable Industries | 575 | meter | 0 |  | ODCC-EL-IGC-0163 | IGC | 2021-10-23 | 575 | 575 | [49 empty] | 575
601 | 51 | ECCT1CCB1103MTT | U51-XLSV-01-3-AA-15 | Cable | LV | LV CABLE N2XKYRGbY-O 3x95 MM2 SM (DRUM NO.:22-1354) | 3*95 | 1071-O2-EL-PO-002-6002-A0-1-003 | OPEN PACKING LIST | Kerman Cable Industries | 582 | meter | 0 |  | ODCC-EL-IGC-0163 | IGC | 2021-10-23 | 582 | 582 | [49 empty] | 582
602 | 51 | ECCT1CCB1102MMT | U51-XLSV-01-2-AA-01 | Cable | LV | LV CABLE N2XKYRGbY-O 2x95 MM2 SM (DRUM NO.:18-1439) | 2*95 | 1071-O2-EL-PO-002-6002-A0-1-003 | OPEN PACKING LIST | Kerman Cable Industries | 813 | meter | 0 |  | ODCC-EL-IGC-0156 | IGC | 2021-09-28 | 813 | 813 | [49 empty] | 813
603 | 51 | ECCT1CCB1105MKT | U51-XLSV-01-4-AA-01 | Cable | LV | LV CABLE N2XKYRGbY-O 3x95/50 MM2 SM (DRUM NO.:16-1449) | 3*95+50 | 1071-O2-EL-PO-002-6002-A0-1-003 | OPEN PACKING LIST | Kerman Cable Industries | 280 | meter | 0 |  | ODCC-EL-IGC-0163 | IGC | 2021-10-23 | 280 | 280 | [49 empty] | 280
604 | 51 | ECCT1CCB1105NLT | U51-XLSV-01-4-AB-01 | Cable | LV | LV CABLE N2XKYRGbY-O 3x120/70 MM (DRUM NO.:20-1450) | 3*120+70 | 1071-O2-EL-PO-002-6002-A0-1-003 | OPEN PACKING LIST | Kerman Cable Industries | 545 | meter | 0 | PACKING:544m | ODCC-EL-IGC-0163 | IGC | 2021-10-23 | 545 | 545 | [49 empty] | 545
605 | 51 | ECCT1CCB1105NLT | U51-XLSV-01-4-AB-02 | Cable | LV | LV CABLE N2XKYRGbY-O 3x120/70 MM (DRUM NO.:20-1451) | 3*120+70 | 1071-O2-EL-PO-002-6002-A0-1-003 | OPEN PACKING LIST | Kerman Cable Industries | 545 | meter | 0 |  | ODCC-EL-IGC-0163 | IGC | 2021-10-23 | 545 | 545 | [49 empty] | 545
606 | 55 | ECCT1CCB1105NLT | U55-XLSV-01-4-AB-01 | Cable | LV | LV CABLE N2XKYRGbY-O 3x120/70 MM2 (DRUM NO.:21-1425) | 3*120+70 | 1071-O2-EL-PO-002-6002-A0-1-003 | OPEN PACKING LIST | Kerman Cable Industries | 448 | meter | 0 | MRV | ODCC-EL-IGC-0109 | IGC | 2021-05-29 | 448 | 448 |  | ODCC-EL-SEK-0009 | Sekaf | 2022-01-03 | 135 | 135 | Export Pump | [36 empty] | ODCC-EL-IGC-0016 | IGC | 2022-01-03 | 135 | 135 |  | 448
607 | 75 | ECCT1CCB1105NLT | U75-XLSV-01-4-AB-01 | Cable | LV | LV CABLE N2XKYRGbY-O 3x120/70 MM2 (DRUM NO.:21-1428) | 3*120+70 | 1071-O2-EL-PO-002-6002-A0-1-003 | OPEN PACKING LIST | Kerman Cable Industries | 538 | meter | 0 |  | ODCC-EL-ARP-0065 | Abad Rahan | 2021-11-25 | 538 | 538 | MTR U42 U42-MOVP-01-LP | [48 empty] | 538
608 | SS-40-09 | ECCT1CCB1105OLT | U48/09-XLSV-01-4-AC-01 | Cable | LV | LV CABLE N2XKYRGbY-O 3x150/70 MM2 (DRUM NO.:16-1429) | 3*150+70 | 1071-O2-EL-PO-002-6002-A0-1-003 | OPEN PACKING LIST | Kerman Cable Industries | 108 | meter | 0 |  | ODCC-EL-IGC-0224 | IGC | 2022-01-22 | 108 | 108 | [49 empty] | 108
609 | 75 | ECCT1CCB1105OLT | U75-XLSV-01-4-AC-02 | Cable | LV | LV CABLE N2XKYRGbY-O 3x150/70 MM2 (DRUM NO.:20-1426) | 3*150+70 | 1071-O2-EL-PO-002-6002-A0-1-003 | OPEN PACKING LIST | Kerman Cable Industries | 381 | meter | 0 |  | ODCC-EL-IGC-0121 | IGC | 2021-06-22 | 381 | 381 | [49 empty] | 381
610 | 55 | ECCT1CCB1105OLT | U55-XLSV-01-4-AC-01 | Cable | LV | LV CABLE N2XKYRGbY-O 3x150/70 MM2 (DRUM NO.:20-1430) | 3*150+70 | 1071-O2-EL-PO-002-6002-A0-1-003 | OPEN PACKING LIST | Kerman Cable Industries | 431 | meter | 0 | MRV | ODCC-EL-IGC-0106 | IGC | 2021-05-27 | 431 | 431 | [49 empty] | 431
611 | 75 | ECCT1CCB1105OLT | U75-XLSV-01-4-AC-01 | Cable | LV | LV CABLE N2XKYRGbY-O 3x150/70 MM2 (DRUM NO.:20-1440) | 3*150+70 | 1071-O2-EL-PO-002-6002-A0-1-003 | OPEN PACKING LIST | Kerman Cable Industries | 381 | meter | 0 | MRV | ODCC-EL-IGC-0106 | IGC | 2021-05-27 | 381 | 381 | [43 empty] | ODCC-EL-IGC-0008 | IGC | 2021-08-26 | 74 | 0 |  | 381
612 | 55 | ECCT1CCB1105OLT | U55-XLSV-01-4-AC-02 | Cable | LV | LV CABLE N2XKYRGbY-O 3x150/70 MM2 (DRUM NO.:20-1441) | 3*150+70 | 1071-O2-EL-PO-002-6002-A0-1-003 | OPEN PACKING LIST | Kerman Cable Industries | 435 | meter | 20 |  | ODCC-EL-IGC-0121 | IGC | 2021-06-22 | 435 | 435 |  | ODCC-EL-ODCC-0020 | ODCC | 2022-01-22 | 64 | 64 | FOR QC OFFICE | [36 empty] | ODCC-EL-IGC-0019 | IGC | 2022-01-18 | 84 | 84 | FOR QC OFFICE | 415
613 | 75 | ECCT1CCB1105OLT | U75-XLSV-01-4-AC-03 | Cable | LV | LV CABLE N2XKYRGbY-O 3x150/70 MM2 (DRUM NO.:22-1431) | 3*150+70 | 1071-O2-EL-PO-002-6002-A0-1-003 | OPEN PACKING LIST | Kerman Cable Industries | 530 | meter | 0 |  | ODCC-EL-IGC-0106 | IGC | 2021-05-27 | 530 | 530 | [49 empty] | 530
614 | SS-40-09 | ETTF1CA1A503 |  | TRAY/LADDER | Tray | Cable Tray, Length 3 m, Width 200 mm, 50 mm Height,200 mm Rung Spacing | 200*50 | 1071-O2-EL-PO-003-6008-A0-0-002 | OPEN PACKING LIST | Toseye Sanayeh Petro Foolad Gharb | 102 | PCS | 0 |  | ODCC-EL-IGC-0043 | IGC | 2020-12-01 | 102 | 102 | [49 empty] | 102
615 | SS-40-09 | ETTL1CA1F203 |  | TRAY/LADDER | Ladder | Cable Ladder Length 3 m, Width 600 mm, 100 mm Height, 200 mm Rung Spacing | 600*100 | 1071-O2-EL-PO-003-6008-A0-0-002 | OPEN PACKING LIST | Toseye Sanayeh Petro Foolad Gharb | 48 | PCS | 0 |  | ODCC-EL-IGC-0043 | IGC | 2020-12-01 | 48 | 48 | [49 empty] | 48
616 | SS-40-09 | ETTL1CA1F203 |  | TRAY/LADDER | Ladder | Cable Ladder Length 3 m, Width 600 mm, 100 mm Height, 200 mm Rung Spacing | 600*100 | 1071-O2-EL-PO-003-6008-A0-0-002 | OPEN PACKING LIST | Toseye Sanayeh Petro Foolad Gharb | 48 | PCS | 0 |  | ODCC-EL-IGC-0043 | IGC | 2020-12-01 | 48 | 48 | [49 empty] | 48
617 | SS-40-09 | ETTL1CA1F203 |  | TRAY/LADDER | Ladder | Cable Ladder Length 3 m, Width 600 mm, 100 mm Height, 200 mm Rung Spacing | 600*100 | 1071-O2-EL-PO-003-6008-A0-0-002 | OPEN PACKING LIST | Toseye Sanayeh Petro Foolad Gharb | 48 | PCS | 0 |  | ODCC-EL-IGC-0043 | IGC | 2020-12-01 | 48 | 48 | [49 empty] | 48
618 | SS-40-09 | ETTL1CA1F203 |  | TRAY/LADDER | Ladder | Cable Ladder Length 3 m, Width 600 mm, 100 mm Height, 200 mm Rung Spacing | 600*100 | 1071-O2-EL-PO-003-6008-A0-0-002 | OPEN PACKING LIST | Toseye Sanayeh Petro Foolad Gharb | 48 | PCS | 0 |  | ODCC-EL-IGC-0043 | IGC | 2020-12-01 | 48 | 48 | [49 empty] | 48
619 | SS-40-09 | ETTL1CA1F203 |  | TRAY/LADDER | Ladder | Cable Ladder Length 3 m, Width 600 mm, 100 mm Height, 200 mm Rung Spacing | 600*100 | 1071-O2-EL-PO-003-6008-A0-0-002 | OPEN PACKING LIST | Toseye Sanayeh Petro Foolad Gharb | 48 | PCS | 0 |  | ODCC-EL-IGC-0043 | IGC | 2020-12-01 | 48 | 48 | [49 empty] | 48
620 | SS-40-09 | ETTL1CA1F203 |  | TRAY/LADDER | Ladder | Cable Ladder Length 3 m, Width 600 mm, 100 mm Height, 200 mm Rung Spacing | 600*100 | 1071-O2-EL-PO-003-6008-A0-0-002 | OPEN PACKING LIST | Toseye Sanayeh Petro Foolad Gharb | 48 | PCS | 0 |  | ODCC-EL-IGC-0043 | IGC | 2020-12-01 | 48 | 48 | [49 empty] | 48
621 | SS-40-09 | ETTL1CA1F203 |  | TRAY/LADDER | Ladder | Cable Ladder Length 3 m, Width 600 mm, 100 mm Height, 200 mm Rung Spacing | 600*100 | 1071-O2-EL-PO-003-6008-A0-0-002 | OPEN PACKING LIST | Toseye Sanayeh Petro Foolad Gharb | 48 | PCS | 0 |  | ODCC-EL-IGC-0043 | IGC | 2020-12-01 | 48 | 48 | [49 empty] | 48
622 | SS-40-09 | ETTL1CA1F203 |  | TRAY/LADDER | Ladder | Cable Ladder Length 3 m, Width 600 mm, 100 mm Height, 200 mm Rung Spacing | 600*100 | 1071-O2-EL-PO-003-6008-A0-0-002 | OPEN PACKING LIST | Toseye Sanayeh Petro Foolad Gharb | 48 | PCS | 0 |  | ODCC-EL-IGC-0043 | IGC | 2020-12-01 | 48 | 48 | [49 empty] | 48
623 | SS-40-09 | ETTL1CA1F203 |  | TRAY/LADDER | Ladder | Cable Ladder Length 3 m, Width 600 mm, 100 mm Height, 200 mm Rung Spacing | 600*100 | 1071-O2-EL-PO-003-6008-A0-0-002 | OPEN PACKING LIST | Toseye Sanayeh Petro Foolad Gharb | 48 | PCS | 0 |  | ODCC-EL-IGC-0043 | IGC | 2020-12-01 | 48 | 48 | [49 empty] | 48
624 | SS-40-09 | ETTL1CA1F203 |  | TRAY/LADDER | Ladder | Cable Ladder Length 3 m, Width 600 mm, 100 mm Height, 200 mm Rung Spacing | 600*100 | 1071-O2-EL-PO-003-6008-A0-0-002 | OPEN PACKING LIST | Toseye Sanayeh Petro Foolad Gharb | 48 | PCS | 0 |  | ODCC-EL-IGC-0043 | IGC | 2020-12-01 | 48 | 48 | [49 empty] | 48
625 | SS-40-09 | ETTL1CA1F203 |  | TRAY/LADDER | Ladder | Cable Ladder Length 3 m, Width 600 mm, 100 mm Height, 200 mm Rung Spacing | 600*100 | 1071-O2-EL-PO-003-6008-A0-0-002 | OPEN PACKING LIST | Toseye Sanayeh Petro Foolad Gharb | 15 | PCS | 0 |  | ODCC-EL-IGC-0043 | IGC | 2020-12-01 | 15 | 15 | [49 empty] | 15
626 | 51 | ETTL1CA1C213 |  | TRAY/LADDER | Ladder | Cable ladder Straight Form Length 3 m, Width 300 mm, 100 mm Height | 300*100 | 1071-O2-EL-PO-003-6008-A0-0-002 | OPEN PACKING LIST | Toseye Sanayeh Petro Foolad Gharb | 80 | PCS | 0 |  | ODCC-EL-IGC-0063 | IGC | 2021-01-30 | 20 | 20 |  | ODCC-EL-IGC-0122 | IGC | 2021-06-24 | 60 | 60 | [43 empty] | 80
627 | 51 | ETTL1CA1C213 |  | TRAY/LADDER | Ladder | Cable ladder Straight Form Length 3 m, Width 300 mm, 100 mm Height | 300*100 | 1071-O2-EL-PO-003-6008-A0-0-002 | OPEN PACKING LIST | Toseye Sanayeh Petro Foolad Gharb | 80 | PCS | 0 |  | ODCC-EL-IGC-0122 | IGC | 2021-06-24 | 80 | 80 | [49 empty] | 80
628 | 51 | ETTL1CA1C213 |  | TRAY/LADDER | Ladder | Cable ladder Straight Form Length 3 m, Width 300 mm, 100 mm Height | 300*100 | 1071-O2-EL-PO-003-6008-A0-0-002 | OPEN PACKING LIST | Toseye Sanayeh Petro Foolad Gharb | 68 | PCS | 0 |  | ODCC-EL-IGC-0122 | IGC | 2021-06-24 | 68 | 68 | [49 empty] | 68
629 | 51 | ETTL1CA1F213 |  | TRAY/LADDER | Cover Ladder | Cover For Cable ladder Straight Form Length 3 m, Width 300 mm, 100 mm Height | 300*100 | 1071-O2-EL-PO-003-6008-A0-0-002 | OPEN PACKING LIST | Toseye Sanayeh Petro Foolad Gharb | 120 | PCS | 120 | [55 empty] | 0
630 | 51 | ETTL1CA1F213 |  | TRAY/LADDER | Cover Ladder | Cover For Cable ladder Straight Form Length 3 m, Width 300 mm, 100 mm Height | 300*100 | 1071-O2-EL-PO-003-6008-A0-0-002 | OPEN PACKING LIST | Toseye Sanayeh Petro Foolad Gharb | 108 | PCS | 108 | [55 empty] | 0
631 | SS-40-09 | EXBEK |  | TRAY/LADDER | Earth Continuity | Earth Continuity Connector L:200 mm | 200mm | 1071-O2-EL-PO-003-6008-A0-0-002 | OPEN PACKING LIST | Toseye Sanayeh Petro Foolad Gharb | 106 | PCS | 0 |  | ODCC-EL-IGC-0043 | IGC | 2020-12-01 | 106 | 106 | [49 empty] | 106
632 | SS-40-09 | EXBEK |  | TRAY/LADDER | Earth Continuity | Earth Continuity Connector L:200 mm | 200mm | 1071-O2-EL-PO-003-6008-A0-0-002 | OPEN PACKING LIST | Toseye Sanayeh Petro Foolad Gharb | 1150 | PCS | 267 |  | ODCC-EL-IGC-0043 | IGC | 2020-12-01 | 733 | 733 |  | ODCC-EL-IGC-0098 | IGC | 2021-05-10 | 150 | 150 | SS-48-05 | [42 empty] | 883
633 | 51 | EXBEK |  | TRAY/LADDER | Earth Continuity | Earth Continuity Connector L:200 mm | 200mm | 1071-O2-EL-PO-003-6008-A0-0-002 | OPEN PACKING LIST | Toseye Sanayeh Petro Foolad Gharb | 760 | PCS | 278 |  | ODCC-EL-IGC-0063 | IGC | 2021-01-30 | 120 | 120 |  | ODCC-EL-IGC-0122 | IGC | 2021-06-24 | 208 | 208 |  | ODCC-EL-IGC-0140 | IGC | 2021-08-22 | 154 | 154 | [37 empty] | 482
634 | 55 | EXBEK |  | TRAY/LADDER | Earth Continuity | Earth Continuity Connector L:200 mm | 200mm | 1071-O2-EL-PO-003-6008-A0-0-002 | OPEN PACKING LIST | Toseye Sanayeh Petro Foolad Gharb | 81 | PCS | 51 |  | ODCC-EL-IGC-0079 | IGC | 2021-03-13 | 30 | 30 | [49 empty] | 30
635 | - | EXBJCF2 |  | TRAY/LADDER | End Plate | END PLATE W:600mm,H:100mm | 100mm | 1071-O2-EL-PO-003-6008-A0-0-002 | OPEN PACKING LIST | Toseye Sanayeh Petro Foolad Gharb | 2 | PCS | 2 | [55 empty] | 0
636 | - | EXBJCB2 |  | TRAY/LADDER | End Plate | END PLATE W:200mm,H:100mm | 200*100 | 1071-O2-EL-PO-003-6008-A0-0-002 | OPEN PACKING LIST | Toseye Sanayeh Petro Foolad Gharb | 1 | PCS | 1 | [55 empty] | 0
637 | - | ETTL1CT1U210 |  | TRAY/LADDER | Horizontal reducer | Cable Ladder Horizontal Reduser 600-300,100 mm height,2mm thichness with cover | 600 to 300 | 1071-O2-EL-PO-003-6008-A0-0-002 | OPEN PACKING LIST | Toseye Sanayeh Petro Foolad Gharb | 2 | PCS | 2 | [55 empty] | 0
638 | - | ETTL1CT1NZ10 |  | TRAY/LADDER | Horizontal reducer | Cable Ladder Horizontal Reduser 600-300,100 mm height,2mm thichness with cover | 600 to 300 | 1071-O2-EL-PO-003-6008-A0-0-002 | OPEN PACKING LIST | Toseye Sanayeh Petro Foolad Gharb | 2 | PCS | 2 | [55 empty] | 0
639 | - | EXBJCC2 |  | TRAY/LADDER | End Plate | END PLATE W:300mm,H :100mm | 300*100 | 1071-O2-EL-PO-003-6008-A0-0-002 | OPEN PACKING LIST | Toseye Sanayeh Petro Foolad Gharb | 1 | PCS | 1 | [55 empty] | 0
640 | ALL UNIT | BUSHING_1.5 |  | Lighting Pole | BUSHING | BUSHING 1.5" - | 1.5" | 1071-O2-EL-PO-003-6015-A0-0-004 | OPEN PACKING LIST | Shomal Engineering & Manufacturing Co | 1788 | PCS | 634 |  | ODCC-EL-IGC-0036 | IGC | 2020-11-10 | 75 | 75 | For Unit 75 | ODCC-EL-IGC-0037 | IGC | 2020-11-10 | 229 | 229 | For Unit 51 | ODCC-EL-IGC-0042 | IGC | 2020-12-01 | 278 | 278 | FOR UNIT 75-55 | ODCC-EL-IGC-0181 | IGC | 2020-11-27 | 359 | 359 |  | ODCC-EL-ARP-0068 | Abad Rahan | 2021-11-27 | 213 | 213 | [25 empty] | 1154
641 | ALL UNIT | ENDCAP_1.5 |  | Lighting Pole | END CAP | END CAP 1.5" - | 1.5" | 1071-O2-EL-PO-003-6015-A0-0-004 | OPEN PACKING LIST | Shomal Engineering & Manufacturing Co | 1788 | PCS | 634 |  | ODCC-EL-IGC-0036 | IGC | 2020-11-10 | 75 | 75 | For Unit 75 | ODCC-EL-IGC-0037 | IGC | 2020-11-10 | 229 | 229 | For Unit 51 | ODCC-EL-IGC-0042 | IGC | 2020-12-01 | 139 | 139 | FOR UNIT 75-55 | ODCC-EL-IGC-0181 | IGC | 2020-11-27 | 498 | 498 |  | ODCC-EL-ARP-0069 | Abad Rahan | 2021-11-27 | 213 | 213 | [25 empty] | 1154
642 | ALL UNIT | ENDCAP_2 |  | Lighting Pole | END CAP | END CAP 2" - | 2" | 1071-O2-EL-PO-003-6015-A0-0-004 | OPEN PACKING LIST | Shomal Engineering & Manufacturing Co | 35 | PCS | 27 | [25 empty] | ODCC-EL-ARP-0068 | Abad Rahan | 2021-11-27 | 8 | 8 | [25 empty] | 8
643 | ALL UNIT | RUBBUSH_M20 |  | Lighting Pole | RUBBER | RUBBER BUSH M20 | M20mm | 1071-O2-EL-PO-003-6015-A0-0-004 | OPEN PACKING LIST | Shomal Engineering & Manufacturing Co | 1834 | PCS | 672 |  | ODCC-EL-IGC-0036 | IGC | 2020-11-10 | 75 | 75 | For Unit 75 | ODCC-EL-IGC-0037 | IGC | 2020-11-10 | 229 | 229 | For Unit 51 | [6 empty] | ODCC-EL-IGC-0181 | IGC | 2020-11-27 | 637 | 637 |  | ODCC-EL-ARP-0068 | Abad Rahan | 2021-11-27 | 221 | 221 | [25 empty] | 1162
644 | ALL UNIT | UBOLTWN_1.5 |  | Lighting Pole | U BOLT | U BOLT 1.5" WITH FLAT WASHER & NUT - | 1.5" | 1071-O2-EL-PO-003-6015-A0-0-004 | OPEN PACKING LIST | Shomal Engineering & Manufacturing Co | 1925 | PCS | 1425 |  | ODCC-EL-IGC-0162 | IGC | 2021-10-17 | 500 | 500 | For Unit 51 | [48 empty] | 500
645 | ALL UNIT | UBOLTWN_1.5 |  | Lighting Pole | U BOLT | U BOLT 1.5" WITH FLAT WASHER & NUT - | 1.5" | 1071-O2-EL-PO-003-6015-A0-0-004 | OPEN PACKING LIST | Shomal Engineering & Manufacturing Co | 1651 | PCS | 0 |  | ODCC-EL-IGC-0036 | IGC | 2020-11-10 | 150 | 150 | For Unit 75 | ODCC-EL-IGC-0037 | IGC | 2020-11-10 | 458 | 458 | For Unit 51 | ODCC-EL-IGC-0042 | IGC | 2020-12-01 | 139 | 139 | FOR UNIT 75-55 | ODCC-EL-IGC-0051 | IGC | 2020-12-23 | 200 | 200 | For Unit 51 | ODCC-EL-IGC-0057 | IGC | 2021-01-16 | 228 | 228 |  | ODCC-EL-ARP-0016 | Abad Rahan | 2021-04-10 | 200 | 200 |  | ODCC-EL-IGC-0160 | IGC | 2021-10-03 | 76 | 76 |  | ODCC-EL-ARP-0054 | Abad Rahan | 2021-09-04 | 200 | 200 | [7 empty] | 1651
646 | ALL UNIT | UBOLTWN_2 |  | Lighting Pole | U BOLT | U BOLT 2" WITH FLAT WASHER & NUT - | 2" | 1071-O2-EL-PO-003-6015-A0-0-004 | OPEN PACKING LIST | Shomal Engineering & Manufacturing Co | 24 | PCS | 24 | [55 empty] | 0
647 | 51 | ETTL1CA1B213 |  | TRAY/LADDER | Ladder | Cable ladder Straight Form Length 3 m, Width 200 mm, 100 mm Height with Cover | 200*100 | 1071-O2-EL-PO-003-6008-A0-0 -D01 -Rev.01 | OPEN PACKING LIST | Toseye Sanayeh Petro Foolad Gharb | 28 | PCS | 0 |  | ODCC-EL-IGC-0063 | IGC | 2021-01-30 | 18 | 18 |  | ODCC-EL-IGC-0140 | IGC | 2021-08-22 | 10 | 10 | [43 empty] | 28
648 | SS-40-09 | ETTL1CA1F203 |  | TRAY/LADDER | Ladder | Cable Ladder Length 3 m, Width 600 mm, 100 mm Height, 200 mm Rung Spacing | 600*100 | 1071-O2-EL-PO-003-6008-A0-0 -D01 -Rev.01 | OPEN PACKING LIST | Toseye Sanayeh Petro Foolad Gharb | 48 | PCS | 0 |  | ODCC-EL-IGC-0043 | IGC | 2020-12-01 | 48 | 48 | [49 empty] | 48
649 | SS-40-09 | ETTL1CA1F203 |  | TRAY/LADDER | Ladder | Cable Ladder Length 3 m, Width 600 mm, 100 mm Height, 200 mm Rung Spacing | 600*100 | 1071-O2-EL-PO-003-6008-A0-0 -D01 -Rev.01 | OPEN PACKING LIST | Toseye Sanayeh Petro Foolad Gharb | 48 | PCS | 0 |  | ODCC-EL-IGC-0043 | IGC | 2020-12-01 | 48 | 48 | [49 empty] | 48
650 | SS-40-09 | ETTL1CA1F203 |  | TRAY/LADDER | Ladder | Cable Ladder Length 3 m, Width 600 mm, 100 mm Height, 200 mm Rung Spacing | 600*100 | 1071-O2-EL-PO-003-6008-A0-0 -D01 -Rev.01 | OPEN PACKING LIST | Toseye Sanayeh Petro Foolad Gharb | 48 | PCS | 0 |  | ODCC-EL-IGC-0043 | IGC | 2020-12-01 | 48 | 48 | [49 empty] | 48
651 | SS-40-09 | ETTL1CA1F203 |  | TRAY/LADDER | Ladder | Cable Ladder Length 3 m, Width 600 mm, 100 mm Height, 200 mm Rung Spacing | 600*100 | 1071-O2-EL-PO-003-6008-A0-0 -D01 -Rev.01 | OPEN PACKING LIST | Toseye Sanayeh Petro Foolad Gharb | 48 | PCS | 0 |  | ODCC-EL-IGC-0043 | IGC | 2020-12-01 | 48 | 48 | [49 empty] | 48
652 | SS-40-09 | ETTL1CA1F203 |  | TRAY/LADDER | Ladder | Cable Ladder Length 3 m, Width 600 mm, 100 mm Height, 200 mm Rung Spacing | 600*100 | 1071-O2-EL-PO-003-6008-A0-0 -D01 -Rev.01 | OPEN PACKING LIST | Toseye Sanayeh Petro Foolad Gharb | 48 | PCS | 0 |  | ODCC-EL-IGC-0043 | IGC | 2020-12-01 | 48 | 48 | [49 empty] | 48
653 | SS-40-09 | ETTL1CA1F203 |  | TRAY/LADDER | Ladder | Cable Ladder Length 3 m, Width 600 mm, 100 mm Height, 200 mm Rung Spacing | 600*100 | 1071-O2-EL-PO-003-6008-A0-0 -D01 -Rev.01 | OPEN PACKING LIST | Toseye Sanayeh Petro Foolad Gharb | 48 | PCS | 0 |  | ODCC-EL-IGC-0043 | IGC | 2020-12-01 | 15 | 15 |  | ODCC-EL-IGC-0089 | IGC | 2021-04-25 | 33 | 33 | SS-48-05 | [42 empty] | 48
654 | SS-40-09 | ETTL1CA1F203 |  | TRAY/LADDER | Ladder | Cable Ladder Length 3 m, Width 600 mm, 100 mm Height, 200 mm Rung Spacing | 600*100 | 1071-O2-EL-PO-003-6008-A0-0 -D01 -Rev.01 | OPEN PACKING LIST | Toseye Sanayeh Petro Foolad Gharb | 48 | PCS | 0 |  | ODCC-EL-IGC-0089 | IGC | 2021-04-25 | 48 | 48 | SS-48-05 | [48 empty] | 48
655 | SS-40-09 | ETTL1CA1F203 |  | TRAY/LADDER | Ladder | Cable Ladder Length 3 m, Width 600 mm, 100 mm Height, 200 mm Rung Spacing | 600*100 | 1071-O2-EL-PO-003-6008-A0-0 -D01 -Rev.01 | OPEN PACKING LIST | Toseye Sanayeh Petro Foolad Gharb | 48 | PCS | 5 |  | ODCC-EL-IGC-0165 | IGC | 2021-11-02 | 15 | 15 |  | ODCC-EL-IGC-0089 | IGC | 2021-04-25 | 28 | 28 | SS-48-05 | [42 empty] | 43
656 | SS-40-09 | ETTL1CA1F203 |  | TRAY/LADDER | Ladder | Cable Ladder Length 3 m, Width 600 mm, 100 mm Height, 200 mm Rung Spacing | 600*100 | 1071-O2-EL-PO-003-6008-A0-0 -D01 -Rev.01 | OPEN PACKING LIST | Toseye Sanayeh Petro Foolad Gharb | 21 | PCS | 0 |  | ODCC-EL-IGC-0098 | IGC | 2021-05-10 | 21 | 21 | SS-48-05 | [48 empty] | 21
657 | 51 | ETTL1CA1F213 |  | TRAY/LADDER | Ladder | Cable Ladder Length 3 m, Width 600 mm, 100 mm Height, 200 mm Rung Spacing | 600*100 | 1071-O2-EL-PO-003-6008-A0-0 -D01 -Rev.01 | OPEN PACKING LIST | Toseye Sanayeh Petro Foolad Gharb | 27 | PCS | 0 |  | ODCC-EL-IGC-0063 | IGC | 2021-01-30 | 27 | 27 | [49 empty] | 27
658 | SS-40-09 | ETTL1CA1C203 |  | TRAY/LADDER | Ladder | Cable Ladder Length 3 m, Width 300 mm, 100 mm Height, 200 mm Rung Spacing | 300*100 | 1071-O2-EL-PO-003-6008-A0-0 -D01 -Rev.01 | OPEN PACKING LIST | Toseye Sanayeh Petro Foolad Gharb | 36 | PCS | 6 |  | ODCC-EL-IGC-0165 | IGC | 2021-11-02 | 30 | 30 | [49 empty] | 30
659 | SS-40-09 | EXBDCB2 |  | TRAY/LADDER | Straight Jointing Plate | Straight Jointing Plate, Height 85mm | 85mm | 1071-O2-EL-PO-003-6008-A0-0 -D01 -Rev.01 | OPEN PACKING LIST | Toseye Sanayeh Petro Foolad Gharb | 1800 | PCS | 0 |  | ODCC-EL-IGC-0043 | IGC | 2020-12-01 | 1800 | 1800 | [49 empty] | 1800
660 | SS-40-09 | - |  | TRAY/LADDER | Cover calmp | HDG Cover clam L TYPE TH:2mm | 2mm | 1071-O2-EL-PO-003-6008-A0-0 -D01 -Rev.01 | OPEN PACKING LIST | Toseye Sanayeh Petro Foolad Gharb | 1058 | PCS | 1058 | [55 empty] | 0
661 | SS-40-09 | EXBJCC2 |  | TRAY/LADDER | End Plate | End Plate, Width 300 mm, 100 ”” Height | 300*100 | 1071-O2-EL-PO-003-6008-A0-0 -D01 -Rev.01 | OPEN PACKING LIST | Toseye Sanayeh Petro Foolad Gharb | 10 | PCS | 10 | [55 empty] | 0
662 | SS-40-09 | EXBJCF2 |  | TRAY/LADDER | End Plate | End Plate, Width 600 mm, 100 ” Height | 600*100 | 1071-O2-EL-PO-003-6008-A0-0 -D01 -Rev.01 | OPEN PACKING LIST | Toseye Sanayeh Petro Foolad Gharb | 70 | PCS | 70 | [55 empty] | 0
663 | 51 | EXBJCF2 |  | TRAY/LADDER | End Plate | End plate W:600mm, H:100mm, | 600*100 | 1071-O2-EL-PO-003-6008-A0-0 -D01 -Rev.01 | OPEN PACKING LIST | Toseye Sanayeh Petro Foolad Gharb | 15 | PCS | 15 | [55 empty] | 0
664 | 51 | EXBJCC2 |  | TRAY/LADDER | End Plate | End plate W:300mm, H:100mm, | 300*100 | 1071-O2-EL-PO-003-6008-A0-0 -D01 -Rev.01 | OPEN PACKING LIST | Toseye Sanayeh Petro Foolad Gharb | 25 | PCS | 25 | [55 empty] | 0
665 | 51 | EXBJCB2 |  | TRAY/LADDER | End Plate | End plate W:200mm, H-100mm, | 200*100 | 1071-O2-EL-PO-003-6008-A0-0 -D01 -Rev.01 | OPEN PACKING LIST | Toseye Sanayeh Petro Foolad Gharb | 4 | PCS | 4 | [55 empty] | 0
666 | 51 | ETTL1CV3C210 |  | TRAY/LADDER | Horizontal Elbow | HorizontaI Elbow ladder 90(L- type), Width 300 mm, 100 mm Height with Cover | 300*100 | 1071-O2-EL-PO-003-6008-A0-0 -D01 -Rev.01 | OPEN PACKING LIST | Toseye Sanayeh Petro Foolad Gharb | 7 | PCS | 7 | [55 empty] | 0
667 | 51 | ETTL1CV9C210 |  | TRAY/LADDER | Horizontal Elbow | Horizontal ladder Elbow 45, Width 300 mm, 100 mm Height with Cover | 300*100 | 1071-O2-EL-PO-003-6008-A0-0 -D01 -Rev.01 | OPEN PACKING LIST | Toseye Sanayeh Petro Foolad Gharb | 12 | PCS | 12 | [55 empty] | 0
668 | 51 | ETTL1CV3B210 |  | TRAY/LADDER | Horizontal Elbow | HorizontaI Elbow ladder 90(L- type), Width 200 mm, 100 mm Height with Cover | 200*100 | 1071-O2-EL-PO-003-6008-A0-0 -D01 -Rev.01 | OPEN PACKING LIST | Toseye Sanayeh Petro Foolad Gharb | 9 | PCS | 7 |  | ODCC-EL-IGC-0140 | IGC | 2021-08-22 | 2 | 2 | [49 empty] | 2
669 | 51 | ETTL1CG1C210 |  | TRAY/LADDER | Adjustable Outside Riser | Adjustable Vertical ladder outside Riser, Width 300mm, 100 mm Height with Cover | 300*100 | 1071-O2-EL-PO-003-6008-A0-0 -D01 -Rev.01 | OPEN PACKING LIST | Toseye Sanayeh Petro Foolad Gharb | 15 | PCS | 15 | [55 empty] | 0
670 | 51 | ETTL1CF1C210 |  | TRAY/LADDER | Adjustable Inside Riser | Adjustable Vertical ladder Inside Riser, Width 300mm, 100 mm Height with Cover | 300*100 | 1071-O2-EL-PO-003-6008-A0-0 -D01 -Rev.01 | OPEN PACKING LIST | Toseye Sanayeh Petro Foolad Gharb | 11 | PCS | 11 | [55 empty] | 0
671 | 51 | ETTL1CG3C210 |  | TRAY/LADDER | Adjustable Outside Riser | Adjustable Vertical ladder outside Riser 45, Width 300mm, 100 mm Height with Cover | 300*100 | 1071-O2-EL-PO-003-6008-A0-0 -D01 -Rev.01 | OPEN PACKING LIST | Toseye Sanayeh Petro Foolad Gharb | 6 | PCS | 6 | [55 empty] | 0
672 | 51 | ETTL1CF3C210 |  | TRAY/LADDER | Adjustable Inside Riser | Adjustable Vertical ladder Inside Riser 45, Width 300mm, 100 mm Height with Cover | 300*100 | 1071-O2-EL-PO-003-6008-A0-0 -D01 -Rev.01 | OPEN PACKING LIST | Toseye Sanayeh Petro Foolad Gharb | 6 | PCS | 6 | [55 empty] | 0
673 | 51 | ETTL1CF1D210 |  | TRAY/LADDER | Adjustable Inside Riser | Adjustable Vertical ladder Inside Riser, Width 400mm, 100 mm Height with Cover | 400*100 | 1071-O2-EL-PO-003-6008-A0-0 -D01 -Rev.01 | OPEN PACKING LIST | Toseye Sanayeh Petro Foolad Gharb | 5 | PCS | 5 | [55 empty] | 0
674 | 51 | ETTL1CG1D210 |  | TRAY/LADDER | Adjustable Outside Riser | Adjustable Vertical ladder outside Riser, Width 400mm, 100 mm Height with Cover | 400*100 | 1071-O2-EL-PO-003-6008-A0-0 -D01 -Rev.01 | OPEN PACKING LIST | Toseye Sanayeh Petro Foolad Gharb | 6 | PCS | 5 |  | ODCC-EL-IGC-0140 | IGC | 2021-08-22 | 1 | 1 | [49 empty] | 1
675 | 51 | ETTL1CF1B210 |  | TRAY/LADDER | Adjustable Inside Riser | Adjustable Vertical ladder Inside Riser, Width 200mm, 100 mm Height with Cover | 200*100 | 1071-O2-EL-PO-003-6008-A0-0 -D01 -Rev.01 | OPEN PACKING LIST | Toseye Sanayeh Petro Foolad Gharb | 6 | PCS | 4 |  | ODCC-EL-IGC-0140 | IGC | 2021-08-22 | 2 | 2 | [49 empty] | 2
676 | 51 | ETTL1CG1B210 |  | TRAY/LADDER | Adjustable Outside Riser | Adjustable Vertical ladder outside Riser, Width 200mm, 100 mm Height with Cover | 200*100 | 1071-O2-EL-PO-003-6008-A0-0 -D01 -Rev.01 | OPEN PACKING LIST | Toseye Sanayeh Petro Foolad Gharb | 6 | PCS | 4 |  | ODCC-EL-IGC-0140 | IGC | 2021-08-22 | 2 | 2 | [49 empty] | 2
677 | 51 | ETTL1CA1D213 |  | TRAY/LADDER | Ladder | Cable ladder Straight Form Length 3 m, Width 400 mm, 100 mm Height with Cover | 400*100 | 1071-O2-EL-PO-003-6008-A0-0 -D01 -Rev.01 | OPEN PACKING LIST | Toseye Sanayeh Petro Foolad Gharb | 10 | PCS | 0 |  | ODCC-EL-IGC-0063 | IGC | 2021-01-30 | 10 | 10 | [49 empty] | 10
678 | 51 | ETTL1CW5C210 |  | TRAY/LADDER | Horizontal tee | cable ladder horizontal tee , Width 300mm, 100 mm Height with Cover | 300*100 | 1071-O2-EL-PO-003-6008-A0-0 -D01 -Rev.01 | OPEN PACKING LIST | Toseye Sanayeh Petro Foolad Gharb | 9 | PCS | 9 | [55 empty] | 0
679 | 51 | ETTL1CW5D210 |  | TRAY/LADDER | Horizontal tee | Horizontal TEE (Equal) Connection, Width 400mm, 100 mm Height, Junction Radius 600mm with Cover | 400*100 | 1071-O2-EL-PO-003-6008-A0-0 -D01 -Rev.01 | OPEN PACKING LIST | Toseye Sanayeh Petro Foolad Gharb | 5 | PCS | 5 | [55 empty] | 0
680 | 51 | ETTL1CT1U210 |  | TRAY/LADDER | Horizontal reducer | cable ladder horizontal reducer 600-300,100mm height,2mm thickness with Cover | 600 to 300 | 1071-O2-EL-PO-003-6008-A0-0 -D01 -Rev.01 | OPEN PACKING LIST | Toseye Sanayeh Petro Foolad Gharb | 2 | PCS | 0 |  | ODCC-EL-IGC-0140 | IGC | 2021-08-22 | 2 | 2 | [49 empty] | 2
681 | 51 | ETTL1CT1N210 |  | TRAY/LADDER | Horizontal reducer | cable ladder horizontal reducer 400-200,100mm height,2mm thickness with Cover | 400 to 200 | 1071-O2-EL-PO-003-6008-A0-0 -D01 -Rev.01 | OPEN PACKING LIST | Toseye Sanayeh Petro Foolad Gharb | 6 | PCS | 5 |  | ODCC-EL-IGC-0140 | IGC | 2021-08-22 | 1 | 1 | [49 empty] | 1
682 | 51 | ETTL1CA1F213 |  | TRAY/LADDER | Ladder | Cable Ladder Length 3 m, Width 600 mm, 100 mm Height, 200 mm Rung Spacing | 600*100 | 1071-O2-EL-PO-003-6008-A0-0 -D01 -Rev.01 | OPEN PACKING LIST | Toseye Sanayeh Petro Foolad Gharb | 48 | PCS | 0 |  | ODCC-EL-IGC-0063 | IGC | 2021-01-30 | 33 | 33 |  | ODCC-EL-IGC-0140 | IGC | 2021-08-22 | 15 | 15 | [43 empty] | 48
683 | 51 | ETTL1CA1F213 |  | TRAY/LADDER | Ladder | Cable Ladder Length 3 m, Width 600 mm, 100 mm Height, 200 mm Rung Spacing | 600*100 | 1071-O2-EL-PO-003-6008-A0-0 -D01 -Rev.01 | OPEN PACKING LIST | Toseye Sanayeh Petro Foolad Gharb | 48 | PCS | 0 |  | ODCC-EL-IGC-0140 | IGC | 2021-08-22 | 48 | 48 | [49 empty] | 48
684 | 51 | ETTL1CA1F213 |  | TRAY/LADDER | Ladder | Cable Ladder Length 3 m, Width 600 mm, 100 mm Height, 200 mm Rung Spacing | 600*100 | 1071-O2-EL-PO-003-6008-A0-0 -D01 -Rev.01 | OPEN PACKING LIST | Toseye Sanayeh Petro Foolad Gharb | 48 | PCS | 0 |  | ODCC-EL-IGC-0140 | IGC | 2021-08-22 | 48 | 48 | [49 empty] | 48
685 | 51 | ETTL1CA1F213 |  | TRAY/LADDER | Cover Ladder | Cover for Cable ladder Straight Form Length 3 m, Width 600 mm, 100 mm Height | 600*100 | 1071-O2-EL-PO-003-6008-A0-0 -D01 -Rev.01 | OPEN PACKING LIST | Toseye Sanayeh Petro Foolad Gharb | 50 | PCS | 50 | [55 empty] | 0
686 | 51 | ETTL1CA1F213 |  | TRAY/LADDER | Cover Ladder | Cover for Cable ladder Straight Form Length 3 m, Width 600 mm, 100 mm Height | 600*100 | 1071-O2-EL-PO-003-6008-A0-0 -D01 -Rev.01 | OPEN PACKING LIST | Toseye Sanayeh Petro Foolad Gharb | 50 | PCS | 50 | [55 empty] | 0
687 | 51 | ETTL1CA1F213 |  | TRAY/LADDER | Cover Ladder | Cover for Cable ladder Straight Form Length 3 m, Width 600 mm, 100 mm Height | 600*100 | 1071-O2-EL-PO-003-6008-A0-0 -D01 -Rev.01 | OPEN PACKING LIST | Toseye Sanayeh Petro Foolad Gharb | 50 | PCS | 50 | [55 empty] | 0
688 | 51 | ETTL1CA1F213 |  | TRAY/LADDER | Cover Ladder | Cover for Cable ladder Straight Form Length 3 m, Width 600 mm, 100 mm Height | 600*100 | 1071-O2-EL-PO-003-6008-A0-0 -D01 -Rev.01 | OPEN PACKING LIST | Toseye Sanayeh Petro Foolad Gharb | 21 | PCS | 21 | [55 empty] | 0
689 | 51 | ETTL1CA1W213 |  | TRAY/LADDER | Ladder | Cable ladder Straight Form Length 3 m, Width 750 mm, 100 mm Height | 700*100 | 1071-O2-EL-PO-003-6008-A0-0 -D01 -Rev.01 | OPEN PACKING LIST | Toseye Sanayeh Petro Foolad Gharb | 20 | PCS | 20 | [55 empty] | 0
690 | 51 | ETTL1CA1W213 |  | TRAY/LADDER | Ladder | Cable ladder Straight Form Length 3 m, Width 750 mm, 100 mm Height | 700*100 | 1071-O2-EL-PO-003-6008-A0-0 -D01 -Rev.01 | OPEN PACKING LIST | Toseye Sanayeh Petro Foolad Gharb | 20 | PCS | 20 | [55 empty] | 0
691 | 51 | ETTL1CA1W213 |  | TRAY/LADDER | Ladder | Cable ladder Straight Form Length 3 m, Width 750 mm, 100 mm Height | 700*100 | 1071-O2-EL-PO-003-6008-A0-0 -D01 -Rev.01 | OPEN PACKING LIST | Toseye Sanayeh Petro Foolad Gharb | 11 | PCS | 11 | [55 empty] | 0
692 | 51 | ETTL1CA1W213 |  | TRAY/LADDER | Cover Ladder | Cover for Cable ladder Straight Form Length 3 m, Width 750 mm, 100 mm Height | 700*100 | 1071-O2-EL-PO-003-6008-A0-0 -D01 -Rev.01 | OPEN PACKING LIST | Toseye Sanayeh Petro Foolad Gharb | 51 | PCS | 51 | [55 empty] | 0
693 | 51 | ETTF1CA1C213 |  | TRAY/LADDER | Tray | Cable Tray, Straight Form Length 3 m, Width 300 mm, 100 mm Height with Cover | 300*100 | 1071-O2-EL-PO-003-6008-A0-0 -D01 -Rev.01 | OPEN PACKING LIST | Toseye Sanayeh Petro Foolad Gharb | 31 | PCS | 31 | [55 empty] | 0
694 | 51 | ETTF1CW5C210 |  | TRAY/LADDER | Horizontal tee | Horizontal TEE (Equal) Connection, width 300mm, 100 mm Height, Junction Radius 600mm with Cover | 300*100 | 1071-O2-EL-PO-003-6008-A0-0 -D01 -Rev.01 | OPEN PACKING LIST | Toseye Sanayeh Petro Foolad Gharb | 8 | PCS | 8 | [55 empty] | 0
695 | 51 | ETTF1CG1C210 |  | TRAY/LADDER | Adjustable Outside Riser | Adjustable Vertical ,tray outside Riser, Width 300mm, 100 mm Height with Cover | 300*100 | 1071-O2-EL-PO-003-6008-A0-0 -D01 -Rev.01 | OPEN PACKING LIST | Toseye Sanayeh Petro Foolad Gharb | 6 | PCS | 6 | [55 empty] | 0
696 | 55 | ETTL1CA1C213 |  | TRAY/LADDER | Ladder | Cable Ladder, Width 300 mm,100mm Heig ht, 200 mm Rung Spacing | 300*100 | 1071-O2-EL-PO-003-6008-A0-0 -D01 -Rev.01 | OPEN PACKING LIST | Toseye Sanayeh Petro Foolad Gharb | 55 | PCS | 25 |  | ODCC-EL-IGC-0079 | IGC | 2021-03-13 | 30 | 30 | [49 empty] | 30
697 | 55 | ETTL1CA1C213 |  | TRAY/LADDER | Cover Ladder | Cover Fer Cable Ladder, Width 300 mm,100mm Height, 200 mm Rung Spacing | 300*100 | 1071-O2-EL-PO-003-6008-A0-0 -D01 -Rev.01 | OPEN PACKING LIST | Toseye Sanayeh Petro Foolad Gharb | 55 | PCS | 25 |  | ODCC-EL-IGC-0079 | IGC | 2021-03-13 | 30 | 30 | [49 empty] | 30
698 | 55 | ETTL1CW5C210 |  | TRAY/LADDER | Horizontal tee | cable ladder horizontal tee , Width 300mm, 100 mm Height with Cover | 300*100 | 1071-O2-EL-PO-003-6008-A0-0 -D01 -Rev.01 | OPEN PACKING LIST | Toseye Sanayeh Petro Foolad Gharb | 5 | PCS | 5 | [55 empty] | 0
699 | 55 | ETTL1CV9C210 |  | TRAY/LADDER | Horizontal Elbow | Horizontal Elbow 45, Width 300mm, 100 mm Height, Junction Radius 600mm with Cover | 300*100 | 1071-O2-EL-PO-003-6008-A0-0 -D01 -Rev.01 | OPEN PACKING LIST | Toseye Sanayeh Petro Foolad Gharb | 5 | PCS | 5 | [55 empty] | 0
700 | 51 | - |  | TRAY/LADDER | Cover calmp | HDG Cover clam L TYPE TH:2mm | 2mm | 1071-O2-EL-PO-003-6008-A0-0 -D01 -Rev.01 | OPEN PACKING LIST | Toseye Sanayeh Petro Foolad Gharb | 1798 | PCS | 1798 | [55 empty] | 0
701 | 55 | ETTL1CG1C210 |  | TRAY/LADDER | Adjustable Outside Riser | Adjustable Vertical ladder outside Riser, Width 300mm, 100 mm Height with Cover | 300*100 | 1071-O2-EL-PO-003-6008-A0-0 -D01 -Rev.01 | OPEN PACKING LIST | Toseye Sanayeh Petro Foolad Gharb | 10 | PCS | 10 | [55 empty] | 0
702 | 55 | ETTL1CF1C213 |  | TRAY/LADDER | Adjustable Inside Riser | Adjustable Vertical inside Riser. Width 300mm, 100 mm Height with Cover | 300*100 | 1071-O2-EL-PO-003-6008-A0-0 -D01 -Rev.01 | OPEN PACKING LIST | Toseye Sanayeh Petro Foolad Gharb | 8 | PCS | 8 | [55 empty] | 0
703 | 55 | EXBDCB2 |  | TRAY/LADDER | Straight Jointing Plate | Straight Jointing Plate, Height 85mm | 85mm | 1071-O2-EL-PO-003-6008-A0-0 -D01 -Rev.01 | OPEN PACKING LIST | Toseye Sanayeh Petro Foolad Gharb | 160 | PCS | 39 |  | ODCC-EL-IGC-0079 | IGC | 2021-03-13 | 56 | 56 |  | ODCC-EL-IGC-0223 | IGC | 2022-01-20 | 65 | 65 | MTR UNIT 55 FOR SS-40-03 & 04 | [42 empty] | 121
704 | 55 | EXBJCC2 |  | TRAY/LADDER | End Plate | End Plate W:300 H:100 | 300*100 | 1071-O2-EL-PO-003-6008-A0-0 -D01 -Rev.01 | OPEN PACKING LIST | Toseye Sanayeh Petro Foolad Gharb | 6 | PCS | 6 | [55 empty] | 0
705 | 55 | - |  | TRAY/LADDER | Cover calmp | HDG Cover clam L TYPE TH:2mm | 2mm | 1071-O2-EL-PO-003-6008-A0-0 -D01 -Rev.01 | OPEN PACKING LIST | Toseye Sanayeh Petro Foolad Gharb | 212 | PCS | 212 | [55 empty] | 0
706 | 55 | ETTL1CV3C213 |  | TRAY/LADDER | Horizontal Elbow | HorizontaI Elbow ladder 90(L- type or D- type), Width 300 mm, 100 mm Height, Junction Radius 600mm with Cover | 300*100 | 1071-O2-EL-PO-003-6008-A0-0 -D01 -Rev.01 | OPEN PACKING LIST | Toseye Sanayeh Petro Foolad Gharb | 6 | PCS | 6 | [55 empty] | 0
707 | BD-40-02 | EQMA04 |  | Conduit | Conduit | Steel Conduit, Rigid (HDG)length 6mSIZE 25mm | 25mm | 1071-O2-EL-PO-030-6024-A0-0-001 | OPEN PACKING LIST | Toseye Sanayeh Petro Foolad Gharb | 50 | PCS | 50 | [55 empty] | 0
708 | BD-40-10 | EQMA04 |  | Conduit | Conduit | Steel Conduit, Rigid (HDG)length 6mSIZE 25mm | 25mm | 1071-O2-EL-PO-030-6024-A0-0-001 | OPEN PACKING LIST | Toseye Sanayeh Petro Foolad Gharb | 570 | PCS | 570 | [55 empty] | 0
709 | BD-40-11 | EQMA04 |  | Conduit | Conduit | Steel Conduit, Rigid (HDG)length 6mSIZE 25mm | 25mm | 1071-O2-EL-PO-030-6024-A0-0-001 | OPEN PACKING LIST | Toseye Sanayeh Petro Foolad Gharb | 100 | PCS | 100 | [55 empty] | 0
710 | BD-40-12 | EQMA04 |  | Conduit | Conduit | Steel Conduit, Rigid (HDG)length 6mSIZE 25mm | 25mm | 1071-O2-EL-PO-030-6024-A0-0-001 | OPEN PACKING LIST | Toseye Sanayeh Petro Foolad Gharb | 150 | PCS | 150 | [55 empty] | 0
711 | CR-40-02 | EQMA04 |  | Conduit | Conduit | Steel Conduit, Rigid (HDG)length 6mSIZE 25mm | 25mm | 1071-O2-EL-PO-030-6024-A0-0-001 | OPEN PACKING LIST | Toseye Sanayeh Petro Foolad Gharb | 935 | PCS | 710 |  | ODCC-EL-IGC-0045 | IGC | 2020-12-02 | 50 | 50 |  | ODCC-EL-IGC-0052 | IGC | 2020-12-24 | 50 | 50 |  | ODCC-EL-IGC-0060 | IGC | 2021-01-24 | 50 | 50 |  | ODCC-EL-IGC-0101 | IGC | 2021-05-18 | 75 | 75 | [31 empty] | 225
712 | CR-40-03 | EQMA04 |  | Conduit | Conduit | Steel Conduit, Rigid (HDG)length 6mSIZE 25mm | 25mm | 1071-O2-EL-PO-030-6024-A0-0-001 | OPEN PACKING LIST | Toseye Sanayeh Petro Foolad Gharb | 955 | PCS | 580 |  | ODCC-EL-IGC-0029 | IGC | 2020-11-05 | 150 | 150 |  | ODCC-EL-IGC-0045 | IGC | 2020-12-02 | 50 | 50 |  | ODCC-EL-IGC-0052 | IGC | 2020-12-24 | 50 | 50 |  | ODCC-EL-IGC-0060 | IGC | 2021-01-24 | 50 | 50 |  | ODCC-EL-IGC-0101 | IGC | 2021-05-18 | 75 | 75 | [25 empty] | 375
713 | RIB-40-01 | EQMA04 |  | Conduit | Conduit | Steel Conduit, Rigid (HDG)length 6mSIZE 25mm | 25mm | 1071-O2-EL-PO-030-6024-A0-0-001 | OPEN PACKING LIST | Toseye Sanayeh Petro Foolad Gharb | 190 | PCS | 120 |  | ODCC-EL-IGC-0045 | IGC | 2020-12-02 | 50 | 50 |  | ODCC-EL-IGC-0146 | IGC | 2021-09-05 | 20 | 20 | [43 empty] | 70
714 | RIB-40-02 | EQMA04 |  | Conduit | Conduit | Steel Conduit, Rigid (HDG)length 6mSIZE 25mm | 25mm | 1071-O2-EL-PO-030-6024-A0-0-001 | OPEN PACKING LIST | Toseye Sanayeh Petro Foolad Gharb | 270 | PCS | 130 |  | ODCC-EL-IGC-0045 | IGC | 2020-12-02 | 50 | 50 |  | ODCC-EL-IGC-0052 | IGC | 2020-12-24 | 50 | 50 |  | ODCC-EL-IGC-0146 | IGC | 2021-09-05 | 40 | 40 | [37 empty] | 140
715 | RIB-40-03 | EQMA04 |  | Conduit | Conduit | Steel Conduit, Rigid (HDG)length 6mSIZE 25mm | 25mm | 1071-O2-EL-PO-030-6024-A0-0-001 | OPEN PACKING LIST | Toseye Sanayeh Petro Foolad Gharb | 320 | PCS | 130 |  | ODCC-EL-IGC-0045 | IGC | 2020-12-02 | 50 | 50 |  | ODCC-EL-IGC-0052 | IGC | 2020-12-24 | 50 | 50 |  | ODCC-EL-IGC-0146 | IGC | 2021-09-05 | 40 | 40 |  | ODCC-EL-IGC-0200 | IGC | 2021-12-21 | 50 | 50 | [31 empty] | 190
716 | SS-40-03 | EQMA04 |  | Conduit | Conduit | Steel Conduit, Rigid (HDG)length 6mSIZE 25mm | 25mm | 1071-O2-EL-PO-030-6024-A0-0-001 | OPEN PACKING LIST | Toseye Sanayeh Petro Foolad Gharb | 1021 | PCS | 651 | * | ODCC-EL-SEI-0002 | SEI | 2020-11-06 | 30 | 30 | MTR TO SEI 11 PCS=59 9 PCS=57 10 PCS=58 | ODCC-EL-IGC-0060 | IGC | 2021-01-24 | 40 | 40 |  | ODCC-EL-IGC-0101 | IGC | 2021-05-18 | 150 | 150 |  | ODCC-EL-IGC-0200 | IGC | 2021-12-21 | 150 | 150 | [31 empty] | 370
717 | SS-40-04 | EQMA04 |  | Conduit | Conduit | Steel Conduit, Rigid (HDG)length 6mSIZE 25mm | 25mm | 1071-O2-EL-PO-030-6024-A0-0-001 | OPEN PACKING LIST | Toseye Sanayeh Petro Foolad Gharb | 1065 | PCS | 659 | * | ODCC-EL-SEI-0001 | SEI | 2020-11-06 | 26 | 26 | MTR TO SEI FOR UNIT 56 | ODCC-EL-IGC-0060 | IGC | 2021-01-24 | 80 | 80 |  | ODCC-EL-IGC-0101 | IGC | 2021-05-18 | 150 | 150 |  | ODCC-EL-IGC-0200 | IGC | 2021-12-21 | 150 | 150 | [31 empty] | 406
718 | SS-40-05 | EQMA04 |  | Conduit | Conduit | Steel Conduit, Rigid (HDG)length 6mSIZE 25mm | 25mm | 1071-O2-EL-PO-030-6024-A0-0-001 | OPEN PACKING LIST | Toseye Sanayeh Petro Foolad Gharb | 935 | PCS | 555 |  | ODCC-EL-IGC-0029 | IGC | 2020-11-05 | 150 | 150 |  | ODCC-EL-IGC-0052 | IGC | 2020-12-24 | 50 | 50 |  | ODCC-EL-IGC-0060 | IGC | 2021-01-24 | 80 | 80 |  | ODCC-EL-IGC-0200 | IGC | 2021-12-21 | 100 | 100 | [31 empty] | 380
719 | BD-40-02 | EQMA05 |  | Conduit | Conduit | Steel Conduit, Rigid (HDG)length 6mSIZE 32mm | 32mm | 1071-O2-EL-PO-030-6024-A0-0-001 | OPEN PACKING LIST | Toseye Sanayeh Petro Foolad Gharb | 65 | PCS | 65 | [55 empty] | 0
720 | BD-40-10 | EQMA05 |  | Conduit | Conduit | Steel Conduit, Rigid (HDG)length 6mSIZE 32mm | 32mm | 1071-O2-EL-PO-030-6024-A0-0-001 | OPEN PACKING LIST | Toseye Sanayeh Petro Foolad Gharb | 130 | PCS | 130 | [55 empty] | 0
721 | BD-40-11 | EQMA05 |  | Conduit | Conduit | Steel Conduit, Rigid (HDG)length 6mSIZE 32mm | 32mm | 1071-O2-EL-PO-030-6024-A0-0-001 | OPEN PACKING LIST | Toseye Sanayeh Petro Foolad Gharb | 15 | PCS | 15 | [55 empty] | 0
722 | BD-40-02 | EQMA11 |  | Conduit | Conduit | Steel Conduit, Rigid (HDG)length 6mSIZE 75mm | 75mm | 1071-O2-EL-PO-030-6024-A0-0-001 | OPEN PACKING LIST | Toseye Sanayeh Petro Foolad Gharb | 2 | PCS | 2 | [55 empty] | 0
723 | BD-40-02 | EQMC06 |  | Conduit | Coupling | Coupling for steel Conduits made from HDG in accordance with DIN 49020 or BS 4568.SIZE:40 - | 40mm | 1071-O2-EL-PO-030-6024-A0-0-001 | OPEN PACKING LIST | Toseye Sanayeh Petro Foolad Gharb | 50 | PCS | 50 | [55 empty] | 0
724 | BD-40-10 | EQMC06 |  | Conduit | Coupling | Coupling for steel Conduits made from HDG in accordance with DIN 49020 or BS 4568.SIZE:40 - | 40mm | 1071-O2-EL-PO-030-6024-A0-0-001 | OPEN PACKING LIST | Toseye Sanayeh Petro Foolad Gharb | 30 | PCS | 30 | [55 empty] | 0
725 | SS-40-03 | EQMC06 |  | Conduit | Coupling | Coupling for steel Conduits made from HDG in accordance with DIN 49020 or BS 4568.SIZE:40 - | 40mm | 1071-O2-EL-PO-030-6024-A0-0-001 | OPEN PACKING LIST | Toseye Sanayeh Petro Foolad Gharb | 248 | PCS | 248 | [55 empty] | 0
726 | SS-40-04 | EQMC06 |  | Conduit | Coupling | Coupling for steel Conduits made from HDG in accordance with DIN 49020 or BS 4568.SIZE:40 - | 40mm | 1071-O2-EL-PO-030-6024-A0-0-001 | OPEN PACKING LIST | Toseye Sanayeh Petro Foolad Gharb | 246 | PCS | 246 | [55 empty] | 0
727 | SS-40-05 | EQMC06 |  | Conduit | Coupling | Coupling for steel Conduits made from HDG in accordance with DIN 49020 or BS 4568.SIZE:40 - | 40mm | 1071-O2-EL-PO-030-6024-A0-0-001 | OPEN PACKING LIST | Toseye Sanayeh Petro Foolad Gharb | 239 | PCS | 239 | [55 empty] | 0
728 | BD-40-02 | EQMG00 |  | Conduit | Unistrut Channel | Unistrut Channel Rigid Steel Hot Dip Galvanized of both inside and outside Average thickness 75 Micron as per ASTM A123 with dimension 41x41x25x2.5t(mm) In length of 0.5m.SIZE:- - | 41x41x22x2.5t(mm) | 1071-O2-EL-PO-030-6024-A0-0-001 | OPEN PACKING LIST | Toseye Sanayeh Petro Foolad Gharb | 4 | PCS | 4 | [55 empty] | 0
729 | BD-40-11 | EQMG00 |  | Conduit | Unistrut Channel | Unistrut Channel Rigid Steel Hot Dip Galvanized of both inside and outside Average thickness 75 Micron as per ASTM A123 with dimension 41x41x25x2.5t(mm) In length of 0.5m.SIZE:- - | 41x41x22x2.5t(mm) | 1071-O2-EL-PO-030-6024-A0-0-001 | OPEN PACKING LIST | Toseye Sanayeh Petro Foolad Gharb | 5 | PCS | 5 | [55 empty] | 0
730 | BD-40-12 | EQMG00 |  | Conduit | Unistrut Channel | Unistrut Channel Rigid Steel Hot Dip Galvanized of both inside and outside Average thickness 75 Micron as per ASTM A123 with dimension 41x41x25x2.5t(mm) In length of 0.5m.SIZE:- - | 41x41x22x2.5t(mm) | 1071-O2-EL-PO-030-6024-A0-0-001 | OPEN PACKING LIST | Toseye Sanayeh Petro Foolad Gharb | 1 | PCS | 1 | [55 empty] | 0
731 | BD-40-02 | EQMH06 |  | Conduit | Clamp for unistrut | Clamp for Unistrut Channel Hot Dipped Galvanized or Stainless Steel Type suiatble for the Conduit sizes as specified.SIZE:40 - | 40mm | 1071-O2-EL-PO-030-6024-A0-0-001 | OPEN PACKING LIST | Toseye Sanayeh Petro Foolad Gharb | 4 | PCS | 4 | [55 empty] | 0
732 | BD-40-11 | EQMH06 |  | Conduit | Clamp for unistrut | Clamp for Unistrut Channel Hot Dipped Galvanized or Stainless Steel Type suiatble for the Conduit sizes as specified.SIZE:40 - | 40mm | 1071-O2-EL-PO-030-6024-A0-0-001 | OPEN PACKING LIST | Toseye Sanayeh Petro Foolad Gharb | 10 | PCS | 10 | [55 empty] | 0
733 | BD-40-02 | EQMH11 |  | Conduit | Clamp for unistrut | Clamp for Unistrut Channel Hot Dipped Galvanized or Stainless Steel Type suiatble for the Conduit sizes as specified.SIZE:75 - | 75mm | 1071-O2-EL-PO-030-6024-A0-0-001 | OPEN PACKING LIST | Toseye Sanayeh Petro Foolad Gharb | 2 | PCS | 2 | [55 empty] | 0
734 | BD-40-02 | EQMI06 |  | Conduit | Bushing | Bushing made from Steel HDG or Aluminium suiatble for Hot Dipped Galvanized Conduits.SIZE:40 - | 40mm | 1071-O2-EL-PO-030-6024-A0-0-001 | OPEN PACKING LIST | Toseye Sanayeh Petro Foolad Gharb | 4 | PCS | 4 | [55 empty] | 0
735 | BD-40-10 | EQMI06 |  | Conduit | Bushing | Bushing made from Steel HDG or Aluminium suiatble for Hot Dipped Galvanized Conduits.SIZE:40 - | 40mm | 1071-O2-EL-PO-030-6024-A0-0-001 | OPEN PACKING LIST | Toseye Sanayeh Petro Foolad Gharb | 15 | PCS | 15 | [55 empty] | 0
736 | BD-40-11 | EQMI06 |  | Conduit | Bushing | Bushing made from Steel HDG or Aluminium suiatble for Hot Dipped Galvanized Conduits.SIZE:40 - | 40mm | 1071-O2-EL-PO-030-6024-A0-0-001 | OPEN PACKING LIST | Toseye Sanayeh Petro Foolad Gharb | 15 | PCS | 15 | [55 empty] | 0
737 | SS-40-03 | EQMI06 |  | Conduit | Bushing | Bushing made from Steel HDG or Aluminium suiatble for Hot Dipped Galvanized Conduits.SIZE:40 - | 40mm | 1071-O2-EL-PO-030-6024-A0-0-001 | OPEN PACKING LIST | Toseye Sanayeh Petro Foolad Gharb | 96 | PCS | 0 |  | ODCC-EL-IGC-0162 | IGC | 2021-10-17 | 96 | 96 | [49 empty] | 96
738 | SS-40-04 | EQMI06 |  | Conduit | Bushing | Bushing made from Steel HDG or Aluminium suiatble for Hot Dipped Galvanized Conduits.SIZE:40 - | 40mm | 1071-O2-EL-PO-030-6024-A0-0-001 | OPEN PACKING LIST | Toseye Sanayeh Petro Foolad Gharb | 117 | PCS | 0 |  | ODCC-EL-IGC-0162 | IGC | 2021-10-17 | 117 | 117 | [49 empty] | 117
739 | SS-40-05 | EQMI06 |  | Conduit | Bushing | Bushing made from Steel HDG or Aluminium suiatble for Hot Dipped Galvanized Conduits.SIZE:40 - | 40mm | 1071-O2-EL-PO-030-6024-A0-0-001 | OPEN PACKING LIST | Toseye Sanayeh Petro Foolad Gharb | 57 | PCS | 0 |  | ODCC-EL-EXR-0004 | EXIR | 2020-11-06 | 1 | 1 | MTR TO 44 | ODCC-EL-IGC-0162 | IGC | 2021-10-17 | 56 | 56 | [43 empty] | 57
740 | BD-40-02 | EQMI07 |  | Conduit | Bushing | Bushing made from Steel HDG or Aluminium suiatble for Hot Dipped Galvanized Conduits.SIZE:50 - | 50mm | 1071-O2-EL-PO-030-6024-A0-0-001 | OPEN PACKING LIST | Toseye Sanayeh Petro Foolad Gharb | 5 | PCS | 5 | [55 empty] | 0
741 | BD-40-10 | EQMI07 |  | Conduit | Bushing | Bushing made from Steel HDG or Aluminium suiatble for Hot Dipped Galvanized Conduits.SIZE:50 - | 50mm | 1071-O2-EL-PO-030-6024-A0-0-001 | OPEN PACKING LIST | Toseye Sanayeh Petro Foolad Gharb | 3 | PCS | 3 | [55 empty] | 0
742 | BD-40-11 | EQMI07 |  | Conduit | Bushing | Bushing made from Steel HDG or Aluminium suiatble for Hot Dipped Galvanized Conduits.SIZE:50 - | 50mm | 1071-O2-EL-PO-030-6024-A0-0-001 | OPEN PACKING LIST | Toseye Sanayeh Petro Foolad Gharb | 20 | PCS | 20 | [55 empty] | 0
743 | BD-40-12 | EQMI07 |  | Conduit | Bushing | Bushing made from Steel HDG or Aluminium suiatble for Hot Dipped Galvanized Conduits.SIZE:50 - | 50mm | 1071-O2-EL-PO-030-6024-A0-0-001 | OPEN PACKING LIST | Toseye Sanayeh Petro Foolad Gharb | 10 | PCS | 10 | [55 empty] | 0
744 | CR-40-03 | EQMI07 |  | Conduit | Bushing | Bushing made from Steel HDG or Aluminium suiatble for Hot Dipped Galvanized Conduits.SIZE:50 - | 50mm | 1071-O2-EL-PO-030-6024-A0-0-001 | OPEN PACKING LIST | Toseye Sanayeh Petro Foolad Gharb | 6 | PCS | 0 |  | ODCC-EL-IGC-0162 | IGC | 2021-10-17 | 6 | 6 | [49 empty] | 6
745 | RIB-40-01 | EQMI07 |  | Conduit | Bushing | Bushing made from Steel HDG or Aluminium suiatble for Hot Dipped Galvanized Conduits.SIZE:50 - | 50mm | 1071-O2-EL-PO-030-6024-A0-0-001 | OPEN PACKING LIST | Toseye Sanayeh Petro Foolad Gharb | 25 | PCS | 0 |  | ODCC-EL-IGC-0162 | IGC | 2021-10-17 | 25 | 25 | [49 empty] | 25
746 | RIB-40-02 | EQMI07 |  | Conduit | Bushing | Bushing made from Steel HDG or Aluminium suiatble for Hot Dipped Galvanized Conduits.SIZE:50 - | 50mm | 1071-O2-EL-PO-030-6024-A0-0-001 | OPEN PACKING LIST | Toseye Sanayeh Petro Foolad Gharb | 10 | PCS | 0 |  | ODCC-EL-IGC-0162 | IGC | 2021-10-17 | 10 | 10 | [49 empty] | 10
747 | RIB-40-03 | EQMI07 |  | Conduit | Bushing | Bushing made from Steel HDG or Aluminium suiatble for Hot Dipped Galvanized Conduits.SIZE:50 - | 50mm | 1071-O2-EL-PO-030-6024-A0-0-001 | OPEN PACKING LIST | Toseye Sanayeh Petro Foolad Gharb | 10 | PCS | 0 |  | ODCC-EL-IGC-0162 | IGC | 2021-10-17 | 10 | 10 | [49 empty] | 10
748 | BD-40-10 | EQMI08 |  | Conduit | Bushing | Bushing made from Steel HDG or Aluminium suiatble for Hot Dipped Galvanized Conduits.SIZE:63 - | 63mm | 1071-O2-EL-PO-030-6024-A0-0-001 | OPEN PACKING LIST | Toseye Sanayeh Petro Foolad Gharb | 3 | PCS | 3 | [55 empty] | 0
749 | RIB-40-02 | EQMI08 |  | Conduit | Bushing | Bushing made from Steel HDG or Aluminium suiatble for Hot Dipped Galvanized Conduits.SIZE:63 - | 63mm | 1071-O2-EL-PO-030-6024-A0-0-001 | OPEN PACKING LIST | Toseye Sanayeh Petro Foolad Gharb | 15 | PCS | 0 |  | ODCC-EL-IGC-0162 | IGC | 2021-10-17 | 15 | 15 | [49 empty] | 15
750 | RIB-40-03 | EQMI08 |  | Conduit | Bushing | Bushing made from Steel HDG or Aluminium suiatble for Hot Dipped Galvanized Conduits.SIZE:63 - | 63mm | 1071-O2-EL-PO-030-6024-A0-0-001 | OPEN PACKING LIST | Toseye Sanayeh Petro Foolad Gharb | 15 | PCS | 0 |  | ODCC-EL-IGC-0162 | IGC | 2021-10-17 | 15 | 15 | [49 empty] | 15
751 | BD-40-02 | EQMI11 |  | Conduit | Bushing | Bushing made from Steel HDG or Aluminium suiatble for Hot Dipped Galvanized Conduits.SIZE:75 - | 75mm | 1071-O2-EL-PO-030-6024-A0-0-001 | OPEN PACKING LIST | Toseye Sanayeh Petro Foolad Gharb | 2 | PCS | 2 | [55 empty] | 0
752 | BD-40-02 | EQMA06 |  | Conduit | Conduit | Steel Conduit, Rigid (HDG)Iength 6m. Size 40 mm | 40mm | 1071-O2-EL-PO-030-6024-A0-0-001 | OPEN PACKING LIST | Toseye Sanayeh Petro Foolad Gharb | 2 | PCS | 2 | [55 empty] | 0
753 | BD-40-10 | EQMA06 |  | Conduit | Conduit | Steel Conduit, Rigid (HDG)Iength 6m. Size 40 mm | 40mm | 1071-O2-EL-PO-030-6024-A0-0-001 | OPEN PACKING LIST | Toseye Sanayeh Petro Foolad Gharb | 32 | PCS | 32 | [55 empty] | 0
754 | BD-40-11 | EQMA06 |  | Conduit | Conduit | Steel Conduit, Rigid (HDG)Iength 6m. Size 40 mm | 40mm | 1071-O2-EL-PO-030-6024-A0-0-001 | OPEN PACKING LIST | Toseye Sanayeh Petro Foolad Gharb | 1 | PCS | 1 | [55 empty] | 0
755 | SS-40-03 | EQMA06 |  | Conduit | Conduit | Steel Conduit, Rigid (HDG)Iength 6m. Size 40 mm | 40mm | 1071-O2-EL-PO-030-6024-A0-0-001 | OPEN PACKING LIST | Toseye Sanayeh Petro Foolad Gharb | 228 | PCS | 187 |  | ODCC-EL-IGC-0138 | IGC | 2021-08-15 | 41 | 41 | Unit 51 | [48 empty] | 41
756 | SS-40-04 | EQMA06 |  | Conduit | Conduit | Steel Conduit, Rigid (HDG)Iength 6m. Size 40 mm | 40mm | 1071-O2-EL-PO-030-6024-A0-0-001 | OPEN PACKING LIST | Toseye Sanayeh Petro Foolad Gharb | 226 | PCS | 211 |  | ODCC-EL-IGC-0138 | IGC | 2021-08-15 | 15 | 15 | Unit 55 | [48 empty] | 15
757 | SS-40-05 | EQMA06 |  | Conduit | Conduit | Steel Conduit, Rigid (HDG)Iength 6m. Size 40 mm | 40mm | 1071-O2-EL-PO-030-6024-A0-0-001 | OPEN PACKING LIST | Toseye Sanayeh Petro Foolad Gharb | 220 | PCS | 212 |  | ODCC-EL-IGC-0138 | IGC | 2021-08-15 | 8 | 8 | Unit 75 | [48 empty] | 8
758 | BD-40-02 | EQMA07 |  | Conduit | Conduit | Steel Conduit, Rigid (HDG)Iength 6m. Size 50 mm | 50mm | 1071-O2-EL-PO-030-6024-A0-0-001 | OPEN PACKING LIST | Toseye Sanayeh Petro Foolad Gharb | 3 | PCS | 3 | [55 empty] | 0
759 | BD-40-10 | EQMA07 |  | Conduit | Conduit | Steel Conduit, Rigid (HDG)Iength 6m. Size 50 mm | 50mm | 1071-O2-EL-PO-030-6024-A0-0-001 | OPEN PACKING LIST | Toseye Sanayeh Petro Foolad Gharb | 1 | PCS | 1 | [55 empty] | 0
760 | BD-40-11 | EQMA07 |  | Conduit | Conduit | Steel Conduit, Rigid (HDG)Iength 6m. Size 50 mm | 50mm | 1071-O2-EL-PO-030-6024-A0-0-001 | OPEN PACKING LIST | Toseye Sanayeh Petro Foolad Gharb | 2 | PCS | 2 | [55 empty] | 0
761 | BD-40-12 | EQMA07 |  | Conduit | Conduit | Steel Conduit, Rigid (HDG)Iength 6m. Size 50 mm | 50mm | 1071-O2-EL-PO-030-6024-A0-0-001 | OPEN PACKING LIST | Toseye Sanayeh Petro Foolad Gharb | 2 | PCS | 2 | [55 empty] | 0
762 | CR-40-02 | EQMA07 | for instrument(F&G) | Conduit | Conduit | Steel Conduit, Rigid (HDG)Iength 6m. Size 50 mm | 50mm | 1071-O2-EL-PO-030-6024-A0-0-001 | OPEN PACKING LIST | Toseye Sanayeh Petro Foolad Gharb | 10 | PCS | 0 |  | ODCC-EL-IGC-0088 | IGC | 2021-04-22 | 10 | 10 | [49 empty] | 10
763 | CR-40-03 | EQMA07 |  | Conduit | Conduit | Steel Conduit, Rigid (HDG)Iength 6m. Size 50 mm | 50mm | 1071-O2-EL-PO-030-6024-A0-0-001 | OPEN PACKING LIST | Toseye Sanayeh Petro Foolad Gharb | 6 | PCS | 0 |  | ODCC-EL-IGC-0093 | IGC | 2021-05-02 | 6 | 6 | Telecome | [48 empty] | 6
764 | RIB-40-01 | EQMA07 |  | Conduit | Conduit | Steel Conduit, Rigid (HDG)Iength 6m. Size 50 mm | 50mm | 1071-O2-EL-PO-030-6024-A0-0-001 | OPEN PACKING LIST | Toseye Sanayeh Petro Foolad Gharb | 8 | PCS | 8 | [55 empty] | 0
765 | RIB-40-02 | EQMA07 |  | Conduit | Conduit | Steel Conduit, Rigid (HDG)Iength 6m. Size 50 mm | 50mm | 1071-O2-EL-PO-030-6024-A0-0-001 | OPEN PACKING LIST | Toseye Sanayeh Petro Foolad Gharb | 2 | PCS | 2 | [55 empty] | 0
766 | RIB-40-03 | EQMA07 |  | Conduit | Conduit | Steel Conduit, Rigid (HDG)Iength 6m. Size 50 mm | 50mm | 1071-O2-EL-PO-030-6024-A0-0-001 | OPEN PACKING LIST | Toseye Sanayeh Petro Foolad Gharb | 2 | PCS | 2 | [55 empty] | 0
767 | BD-40-11 | EQMA13 |  | Conduit | Conduit | Size:100 Steel Conduit Rigid Hot Dip Galvanized of both inside and outside Average thickness 75 Micron as per ASTM A123 with metric threads of ISO form according to IEC 60423 Heavy gauge Welded type One Coupling and one cap at each end Conduit length 6m Screwed externally. - | 100mm | 1071-O2-EL-PO-030-6024-A0-0-001 | OPEN PACKING LIST | Toseye Sanayeh Petro Foolad Gharb | 2 | PCS | 2 | [55 empty] | 0
768 | CR-40-02 | EQMA13 |  | Conduit | Conduit | Size:100 Steel Conduit Rigid Hot Dip Galvanized of both inside and outside Average thickness 75 Micron as per ASTM A123 with metric threads of ISO form according to IEC 60423 Heavy gauge Welded type One Coupling and one cap at each end Conduit length 6m Screwed externally. - | 100mm | 1071-O2-EL-PO-030-6024-A0-0-001 | OPEN PACKING LIST | Toseye Sanayeh Petro Foolad Gharb | 15 | PCS | 15 | [55 empty] | 0
769 | CR-40-03 | EQMA13 |  | Conduit | Conduit | Size:100 Steel Conduit Rigid Hot Dip Galvanized of both inside and outside Average thickness 75 Micron as per ASTM A123 with metric threads of ISO form according to IEC 60423 Heavy gauge Welded type One Coupling and one cap at each end Conduit length 6m Screwed externally. - | 100mm | 1071-O2-EL-PO-030-6024-A0-0-001 | OPEN PACKING LIST | Toseye Sanayeh Petro Foolad Gharb | 4 | PCS | 4 | [55 empty] | 0
770 | RIB-40-01 | EQMA13 |  | Conduit | Conduit | Size:100 Steel Conduit Rigid Hot Dip Galvanized of both inside and outside Average thickness 75 Micron as per ASTM A123 with metric threads of ISO form according to IEC 60423 Heavy gauge Welded type One Coupling and one cap at each end Conduit length 6m Screwed externally. - | 100mm | 1071-O2-EL-PO-030-6024-A0-0-001 | OPEN PACKING LIST | Toseye Sanayeh Petro Foolad Gharb | 7 | PCS | 7 | [55 empty] | 0
771 | RIB-40-02 | EQMA13 |  | Conduit | Conduit | Size:100 Steel Conduit Rigid Hot Dip Galvanized of both inside and outside Average thickness 75 Micron as per ASTM A123 with metric threads of ISO form according to IEC 60423 Heavy gauge Welded type One Coupling and one cap at each end Conduit length 6m Screwed externally. - | 100mm | 1071-O2-EL-PO-030-6024-A0-0-001 | OPEN PACKING LIST | Toseye Sanayeh Petro Foolad Gharb | 12 | PCS | 12 | [55 empty] | 0
772 | BD-40-02 | EQMC05 |  | Conduit | Coupling | Coupling for steel Conduits made from HDG in accordance with DIN 49020 or BS 4568.SIZE:32 - | 32mm | 1071-O2-EL-PO-030-6024-A0-0-001 | OPEN PACKING LIST | Toseye Sanayeh Petro Foolad Gharb | 70 | PCS | 70 | [55 empty] | 0
773 | BD-40-10 | EQMC05 |  | Conduit | Coupling | Coupling for steel Conduits made from HDG in accordance with DIN 49020 or BS 4568.SIZE:32 - | 32mm | 1071-O2-EL-PO-030-6024-A0-0-001 | OPEN PACKING LIST | Toseye Sanayeh Petro Foolad Gharb | 120 | PCS | 120 | [55 empty] | 0
774 | BD-40-11 | EQMC05 |  | Conduit | Coupling | Coupling for steel Conduits made from HDG in accordance with DIN 49020 or BS 4568.SIZE:32 - | 32mm | 1071-O2-EL-PO-030-6024-A0-0-001 | OPEN PACKING LIST | Toseye Sanayeh Petro Foolad Gharb | 20 | PCS | 20 | [55 empty] | 0
775 | BD-40-02 | EQMC07 |  | Conduit | Coupling | Coupling for steel Conduits made from HDG in accordance with DIN 49020 or BS 4568.SIZE:50 - | 50mm | 1071-O2-EL-PO-030-6024-A0-0-001 | OPEN PACKING LIST | Toseye Sanayeh Petro Foolad Gharb | 3 | PCS | 3 | [55 empty] | 0
776 | CR-40-03 | EQMC07 |  | Conduit | Coupling | Coupling for steel Conduits made from HDG in accordance with DIN 49020 or BS 4568.SIZE:50 - | 50mm | 1071-O2-EL-PO-030-6024-A0-0-001 | OPEN PACKING LIST | Toseye Sanayeh Petro Foolad Gharb | 6 | PCS | 6 | [55 empty] | 0
777 | RIB-40-01 | EQMC07 |  | Conduit | Coupling | Coupling for steel Conduits made from HDG in accordance with DIN 49020 or BS 4568.SIZE:50 - | 50mm | 1071-O2-EL-PO-030-6024-A0-0-001 | OPEN PACKING LIST | Toseye Sanayeh Petro Foolad Gharb | 5 | PCS | 5 | [55 empty] | 0
778 | RIB-40-02 | EQMC08 |  | Conduit | Coupling | Coupling for steel Conduits made from HDG in accordance with DIN 49020 or BS 4568.SIZE:63 - | 63mm | 1071-O2-EL-PO-030-6024-A0-0-001 | OPEN PACKING LIST | Toseye Sanayeh Petro Foolad Gharb | 5 | PCS | 5 | [55 empty] | 0
779 | RIB-40-03 | EQMC08 |  | Conduit | Coupling | Coupling for steel Conduits made from HDG in accordance with DIN 49020 or BS 4568.SIZE:63 - | 63mm | 1071-O2-EL-PO-030-6024-A0-0-001 | OPEN PACKING LIST | Toseye Sanayeh Petro Foolad Gharb | 5 | PCS | 5 | [55 empty] | 0
780 | BD-40-10 | EQME19 |  | Conduit | Saddle | Saddle All relevant accessories made from Steel including Nuts Bolts and other required accessories (for R.O. Package Buildings)SIZE:125 - | 125mm | 1071-O2-EL-PO-030-6024-A0-0-001 | OPEN PACKING LIST | Toseye Sanayeh Petro Foolad Gharb | 5 | PCS | 5 | [55 empty] | 0
781 | CR-40-02 | EQME19 |  | Conduit | Saddle | Saddle All relevant accessories made from Steel including Nuts Bolts and other required accessories (for R.O. Package Buildings)SIZE:125 - | 125mm | 1071-O2-EL-PO-030-6024-A0-0-001 | OPEN PACKING LIST | Toseye Sanayeh Petro Foolad Gharb | 32 | PCS | 32 | [55 empty] | 0
782 | RIB-40-03 | EQME19 |  | Conduit | Saddle | Saddle All relevant accessories made from Steel including Nuts Bolts and other required accessories (for R.O. Package Buildings)SIZE:125 - | 125mm | 1071-O2-EL-PO-030-6024-A0-0-001 | OPEN PACKING LIST | Toseye Sanayeh Petro Foolad Gharb | 60 | PCS | 60 | [55 empty] | 0
783 | BD-40-02 | EQMI05 |  | Conduit | Bushing | Bushing made from Steel HDG or Aluminium suiatble for Hot Dipped Galvanized Conduits.SIZE:32 - | 32mm | 1071-O2-EL-PO-030-6024-A0-0-001 | OPEN PACKING LIST | Toseye Sanayeh Petro Foolad Gharb | 30 | PCS | 30 | [55 empty] | 0
784 | BD-40-10 | EQMI05 |  | Conduit | Bushing | Bushing made from Steel HDG or Aluminium suiatble for Hot Dipped Galvanized Conduits.SIZE:32 - | 32mm | 1071-O2-EL-PO-030-6024-A0-0-001 | OPEN PACKING LIST | Toseye Sanayeh Petro Foolad Gharb | 50 | PCS | 50 | [55 empty] | 0
785 | BD-40-11 | EQMI05 |  | Conduit | Bushing | Bushing made from Steel HDG or Aluminium suiatble for Hot Dipped Galvanized Conduits.SIZE:32 - | 32mm | 1071-O2-EL-PO-030-6024-A0-0-001 | OPEN PACKING LIST | Toseye Sanayeh Petro Foolad Gharb | 60 | PCS | 60 | [55 empty] | 0
786 | BD-40-02 | EQME05 |  | Conduit | Saddle | Saddle All relevant accessories made from Steel including Nuts Bolts and other required accessories.SIZE:32 - | 32mm | 1071-O2-EL-PO-030-6024-A0-0-001 | OPEN PACKING LIST | Toseye Sanayeh Petro Foolad Gharb | 281 | PCS | 281 | [55 empty] | 0
787 | BD-40-10 | EQME05 |  | Conduit | Saddle | Saddle All relevant accessories made from Steel including Nuts Bolts and other required accessories.SIZE:32 - | 32mm | 1071-O2-EL-PO-030-6024-A0-0-001 | OPEN PACKING LIST | Toseye Sanayeh Petro Foolad Gharb | 520 | PCS | 520 | [55 empty] | 0
788 | BD-40-11 | EQME05 |  | Conduit | Saddle | Saddle All relevant accessories made from Steel including Nuts Bolts and other required accessories.SIZE:32 - | 32mm | 1071-O2-EL-PO-030-6024-A0-0-001 | OPEN PACKING LIST | Toseye Sanayeh Petro Foolad Gharb | 75 | PCS | 75 | [55 empty] | 0
789 | BD-40-10 | EQME08 |  | Conduit | Saddle | Saddle All relevant accessories made from Steel including Nuts Bolts and other required accessories.SIZE:63 - | 63mm | 1071-O2-EL-PO-030-6024-A0-0-001 | OPEN PACKING LIST | Toseye Sanayeh Petro Foolad Gharb | 5 | PCS | 5 | [55 empty] | 0
790 | RIB-40-02 | EQME08 |  | Conduit | Saddle | Saddle All relevant accessories made from Steel including Nuts Bolts and other required accessories.SIZE:63 - | 63mm | 1071-O2-EL-PO-030-6024-A0-0-001 | OPEN PACKING LIST | Toseye Sanayeh Petro Foolad Gharb | 30 | PCS | 30 | [55 empty] | 0
791 | RIB-40-03 | EQME08 |  | Conduit | Saddle | Saddle All relevant accessories made from Steel including Nuts Bolts and other required accessories.SIZE:63 - | 63mm | 1071-O2-EL-PO-030-6024-A0-0-001 | OPEN PACKING LIST | Toseye Sanayeh Petro Foolad Gharb | 30 | PCS | 30 | [55 empty] | 0
792 | BD-40-02 | EQME11 |  | Conduit | Saddle | Saddle All relevant accessories made from Steel including Nuts Bolts and other required accessories.SIZE:75 - | 75mm | 1071-O2-EL-PO-030-6024-A0-0-001 | OPEN PACKING LIST | Toseye Sanayeh Petro Foolad Gharb | 2 | PCS | 2 | [55 empty] | 0
793 | CR-40-02 | EQME13 |  | Conduit | Saddle | Saddle All relevant accessories made from Steel including Nuts Bolts and other required accessories.SIZE:100 - | 100mm | 1071-O2-EL-PO-030-6024-A0-0-001 | OPEN PACKING LIST | Toseye Sanayeh Petro Foolad Gharb | 64 | PCS | 64 | [55 empty] | 0
794 | CR-40-03 | EQME13 |  | Conduit | Saddle | Saddle All relevant accessories made from Steel including Nuts Bolts and other required accessories.SIZE:100 - | 100mm | 1071-O2-EL-PO-030-6024-A0-0-001 | OPEN PACKING LIST | Toseye Sanayeh Petro Foolad Gharb | 16 | PCS | 16 | [55 empty] | 0
795 | RIB-40-01 | EQME13 |  | Conduit | Saddle | Saddle All relevant accessories made from Steel including Nuts Bolts and other required accessories.SIZE:100 - | 100mm | 1071-O2-EL-PO-030-6024-A0-0-001 | OPEN PACKING LIST | Toseye Sanayeh Petro Foolad Gharb | 30 | PCS | 30 | [55 empty] | 0
796 | RIB-40-02 | EQME13 |  | Conduit | Saddle | Saddle All relevant accessories made from Steel including Nuts Bolts and other required accessories.SIZE:100 - | 100mm | 1071-O2-EL-PO-030-6024-A0-0-001 | OPEN PACKING LIST | Toseye Sanayeh Petro Foolad Gharb | 60 | PCS | 60 | [55 empty] | 0
797 | SS-40-09 | ETTL1CW5F200 |  | TRAY/LADDER | Horizontal tee | Cable Ladder Horizental TEE (Equal) Connection, Punched. Hot Dip Galvanized (Galvanized After Punching & Bending, With Average Thickness 75 Micron as per ASTM A123 or ISO 1461), Minimum Thickness 2 mm, Width 600 mm.100 mm Height, Junction Radius 600mm, with 2 Inside Return Bends at the Edge | 600*100 | 1071-O2-EL-PO-003-6008-A0-0-003 | OPEN PACKING LIST | Toseye Sanayeh Petro Foolad Gharb | 20 | PCS | 0 |  | ODCC-EL-IGC-0061 | IGC | 2021-01-24 | 20 | 20 | [49 empty] | 20
798 | SS-40-09 | ETTL1CW5F200 |  | TRAY/LADDER | Horizontal tee | Cable Ladder Horizental TEE (Equal) Connection, Punched. Hot Dip Galvanized (Galvanized After Punching & Bending, With Average Thickness 75 Micron as per ASTM A123 or ISO 1461), Minimum Thickness 2 mm, Width 600 mm.100 mm Height, Junction Radius 600mm, with 2 Inside Return Bends at the Edge | 600*100 | 1071-O2-EL-PO-003-6008-A0-0-003 | OPEN PACKING LIST | Toseye Sanayeh Petro Foolad Gharb | 20 | PCS | 0 |  | ODCC-EL-IGC-0061 | IGC | 2021-01-24 | 20 | 20 | [49 empty] | 20
799 | SS-40-09 | ETTL1CW5F200 |  | TRAY/LADDER | Horizontal tee | Cable Ladder Horizental TEE (Equal) Connection, Punched. Hot Dip Galvanized (Galvanized After Punching & Bending, With Average Thickness 75 Micron as per ASTM A123 or ISO 1461), Minimum Thickness 2 mm, Width 600 mm.100 mm Height, Junction Radius 600mm, with 2 Inside Return Bends at the Edge | 600*100 | 1071-O2-EL-PO-003-6008-A0-0-003 | OPEN PACKING LIST | Toseye Sanayeh Petro Foolad Gharb | 20 | PCS | 10 |  | ODCC-EL-IGC-0061 | IGC | 2021-01-24 | 10 | 10 | [49 empty] | 10
800 | SS-40-09 | ETTL1CF1F200 |  | TRAY/LADDER | Adjustable Inside Riser | Cable Ladder Adjustable Vertical Inside Riser, Punched, Hot Dip Galvanized (Galv anized After Punching & Bending , With Average Thickness 75 Micron as per ASTM A123 or ISO 1461), Minimum Thickness 2 mm. Width 600 mm,100 mm Height, with 2 Inside Return Bends at the Edge., Suitable | 600*100 | 1071-O2-EL-PO-003-6008-A0-0-003 | OPEN PACKING LIST | Toseye Sanayeh Petro Foolad Gharb | 17 | PCS | 0 |  | ODCC-EL-IGC-0061 | IGC | 2020-01-24 | 17 | 17 | [49 empty] | 17
801 | SS-40-09 | ETTL1CG1F200 |  | TRAY/LADDER | Adjustable Outside Riser | Cable Ladder Adjustable Vertical Outside Riser, Punched, Hot Dip Galvanized (Galv anized After Punching & Bending , With Average Thickness 75 Micron as per ASTM A123 or ISO 1461), Minimum Thickness 2 mm. Width 600 mm,100 mm Height, with 2 Inside Return Bends at the Edge., Suitable | 600*100 | 1071-O2-EL-PO-003-6008-A0-0-003 | OPEN PACKING LIST | Toseye Sanayeh Petro Foolad Gharb | 17 | PCS | 0 |  | ODCC-EL-IGC-0061 | IGC | 2021-01-24 | 17 | 17 | [49 empty] | 17
802 | SS-40-09 | ETTL1CV3F200 |  | TRAY/LADDER | Horizontal Elbow | Cable Ladder HorizentaI Elbow 90°(D-type), Punched, Hot Dip Galvanized (Galvanized After Punching & Bending. With Average Thickness 75 Micron as per ASTM A123 or ISO 1461), Minimum Thickness 2 mm, Width 600 mm, 100 mm Height, Junction Radius 600mm. with 2 Inside Return Bends at the Edge , Suitabie | 600*100 | 1071-O2-EL-PO-003-6008-A0-0-003 | OPEN PACKING LIST | Toseye Sanayeh Petro Foolad Gharb | 20 | PCS | 0 |  | ODCC-EL-IGC-0061 | IGC | 2021-01-24 | 20 | 20 | [49 empty] | 20
803 | SS-40-09 | ETTL1CV3F200 |  | TRAY/LADDER | Horizontal Elbow | Cable Ladder HorizentaI Elbow 90°(D-type), Punched, Hot Dip Galvanized (Galvanized After Punching & Bending. With Average Thickness 75 Micron as per ASTM A123 or ISO 1461), Minimum Thickness 2 mm, Width 600 mm, 100 mm Height, Junction Radius 600mm. with 2 Inside Return Bends at the Edge , Suitabie | 600*100 | 1071-O2-EL-PO-003-6008-A0-0-003 | OPEN PACKING LIST | Toseye Sanayeh Petro Foolad Gharb | 20 | PCS | 0 |  | ODCC-EL-IGC-0061 | IGC | 2021-01-24 | 20 | 20 | [49 empty] | 20
804 | SS-40-09 | ETTL1CV3F200 |  | TRAY/LADDER | Horizontal Elbow | Cable Ladder HorizentaI Elbow 90°(D-type), Punched, Hot Dip Galvanized (Galvanized After Punching & Bending. With Average Thickness 75 Micron as per ASTM A123 or ISO 1461), Minimum Thickness 2 mm, Width 600 mm, 100 mm Height, Junction Radius 600mm. with 2 Inside Return Bends at the Edge , Suitabie | 600*100 | 1071-O2-EL-PO-003-6008-A0-0-003 | OPEN PACKING LIST | Toseye Sanayeh Petro Foolad Gharb | 20 | PCS | 0 |  | ODCC-EL-IGC-0061 | IGC | 2021-01-24 | 20 | 20 | [49 empty] | 20
805 | SS-40-09 | ETTL1CV3F200 |  | TRAY/LADDER | Horizontal Elbow | Cable Ladder HorizentaI Elbow 90°(D-type), Punched, Hot Dip Galvanized (Galvanized After Punching & Bending. With Average Thickness 75 Micron as per ASTM A123 or ISO 1461), Minimum Thickness 2 mm, Width 600 mm, 100 mm Height, Junction Radius 600mm. with 2 Inside Return Bends at the Edge , Suitabie | 600*100 | 1071-O2-EL-PO-003-6008-A0-0-003 | OPEN PACKING LIST | Toseye Sanayeh Petro Foolad Gharb | 20 | PCS | 0 |  | ODCC-EL-IGC-0061 | IGC | 2021-01-24 | 20 | 20 | [49 empty] | 20
806 | SS-40-09 | ETTL1CV3F200 |  | TRAY/LADDER | Horizontal Elbow | Cable Ladder HorizentaI Elbow 90°(D-type), Punched, Hot Dip Galvanized (Galvanized After Punching & Bending. With Average Thickness 75 Micron as per ASTM A123 or ISO 1461), Minimum Thickness 2 mm, Width 600 mm, 100 mm Height, Junction Radius 600mm. with 2 Inside Return Bends at the Edge , Suitabie | 600*100 | 1071-O2-EL-PO-003-6008-A0-0-003 | OPEN PACKING LIST | Toseye Sanayeh Petro Foolad Gharb | 10 | PCS | 0 |  | ODCC-EL-IGC-0061 | IGC | 2021-01-24 | 10 | 10 | [49 empty] | 10
807 | SS-40-09 | ETTL1CV3C200 |  | TRAY/LADDER | Horizontal Elbow | Cable Ladder HorizentaI Elbow 90°(D-type), Punched, Hot Dip Galvanized (Galvanized After Punching & Bending. With Average Thickness 75 Micron as per ASTM A123 or ISO 1461), Minimum Thickness 2 mm, Width 300 mm, 100 mm Height, Junction Radius 600mm. with 2 Inside Return Bends at the Edge , Suitabie | 300*100 | 1071-O2-EL-PO-003-6008-A0-0-003 | OPEN PACKING LIST | Toseye Sanayeh Petro Foolad Gharb | 35 | PCS | 35 | [55 empty] | 0
808 | SS-40-09 | ETTL1CV9F200 |  | TRAY/LADDER | Horizontal Elbow | Cable Ladder HorizentaI Elbow 45°(D-type), Punched, Hot Dip Galvanized (Galvanized After Punching & Bending. With Average Thickness 75 Micron as per ASTM A123 or ISO 1461), Minimum Thickness 2 mm, Width 600 mm, 100 mm Height, with 2 Inside Return Bends at the Edge , Suitabie | 600*100 | 1071-O2-EL-PO-003-6008-A0-0-003 | OPEN PACKING LIST | Toseye Sanayeh Petro Foolad Gharb | 45 | PCS | 0 |  | ODCC-EL-IGC-0061 | IGC | 2021-01-24 | 45 | 45 | [49 empty] | 45
809 | SS-40-09 | ETTL1CW4F200 |  | TRAY/LADDER | Horizental Cross | Cable Ladder Horizental Cross,Punched, Hot Dip Galvanized (Galvanized After Punching & Bending. With Average Thickness 75 Micron as per ASTM A123 or ISO 1461), MinimumThickness 2 mm, Width 600 mm, 100 mm Height,Junction Radius 600mm, with 2 Inside Return Bends at the Edge | 600*100 | 1071-O2-EL-PO-003-6008-A0-0-003 | OPEN PACKING LIST | Toseye Sanayeh Petro Foolad Gharb | 20 | PCS | 0 |  | ODCC-EL-IGC-0061 | IGC | 2020-01-24 | 20 | 20 | [49 empty] | 20
810 | SS-40-09 | ETTL1CV9C200 |  | TRAY/LADDER | Horizontal Elbow | Cable Ladder HorizentaI Elbow 45°(D-type), Punched, Hot Dip Galvanized (Galvanized After Punching & Bending. With Average Thickness 75 Micron as per ASTM A123 or ISO 1461), Minimum Thickness 2 mm, Width 300 mm, 100 mm Height, with 2 Inside Return Bends at the Edge , Suitabie | 300*100 | 1071-O2-EL-PO-003-6008-A0-0-003 | OPEN PACKING LIST | Toseye Sanayeh Petro Foolad Gharb | 5 | PCS | 5 | [55 empty] | 0
811 | 51 | ETTL1CV3C210 |  | TRAY/LADDER | Horizontal Elbow | Cable Ladder Horizental Elbow 90o(L-type ), Punched, Hot Dip Galvanized (Galvanized After Punching & Bending, With Average Thickness 75 Micron as per ASTM A123 or ISO 1461), Minimum Thickness 2 mm, Width 300 mm,100 mm Height, Junction Radius 600mm, with 2 Inside Return Bends at the Edge Complete with Cover Plate made from the same material of ladder with minimum thickness 1.5 mm & Fixings Clip, Suitable | 300*100 | 1071-O2-EL-PO-003-6008-A0-0-003 | OPEN PACKING LIST | Toseye Sanayeh Petro Foolad Gharb | 7 | PCS | 7 | [55 empty] | 0
812 | 51 | ETTL1CW5C210 |  | TRAY/LADDER | Horizental TEE | Cable Ladder Horizental TEE (Equal) Connection, Punched, Hot Oip Galvanized (Galvanized After Punching & Bending, With Average Thickness 75 Micron as per ASTM A123 or ISO 1461), Minimum Thickness 2 mm, Width 300mm, 100 mm Height. Junction Raduis 600mm, with 2 Inside Return Bends at the Edge Complete with Cover Plate made from the same material of ladder with minimum thickness 1.5 mm | 300*100 | 1071-O2-EL-PO-003-6008-A0-0-003 | OPEN PACKING LIST | Toseye Sanayeh Petro Foolad Gharb | 9 | PCS | 9 | [55 empty] | 0
813 | 51 | ETTL1CW5D210 |  | TRAY/LADDER | Horizental TEE | Cable Ladder Horizental TEE (Equal) Connection, Punched, Hot Oip Galvanized (Galvanized After Punching & Bending, With Average Thickness 75 Micron as per ASTM A123 or ISO 1461), Minimum Thickness 2 mm, Width 400mm, 100 mm Height. Junction Raduis 600mm, with 2 Inside Return Bends at the Edge Complete with Cover Plate made from the same material of ladder with minimum thickness 1.5 mm | 400*100 | 1071-O2-EL-PO-003-6008-A0-0-003 | OPEN PACKING LIST | Toseye Sanayeh Petro Foolad Gharb | 5 | PCS | 5 | [55 empty] | 0
814 | 51 | ETTL1CV3B210 |  | TRAY/LADDER | Horizontal Elbow | HorizontaI Elbow ladder 90(L- type), Width 200 mm, 100 mm Height with Cover | 200*100 | 1071-O2-EL-PO-003-6008-A0-0-003 | OPEN PACKING LIST | Toseye Sanayeh Petro Foolad Gharb | 9 | PCS | 9 | [55 empty] | 0
815 | 51 | ETTL1CG1F210 |  | TRAY/LADDER | Adjustable Outside Riser | Cable Ladder Adjustable Vertical Outside Riser, Punched, Hot Dip Galvanized (Galvanized After Punching 6 Bending , Wlth Average Thickness 75 Micron as per ASTM A123 or ISO 1461), Minimum Thlckness 2 mm, Width 600 mm, 100 mm Height, with 2 Inside Return Bends at the Edge Complete with Cover Plate made from the same material of ladder with minimum thicknees 1.5 mm & Flxlngs Clip, | 600*100 | 1071-O2-EL-PO-003-6008-A0-0-003 | OPEN PACKING LIST | Toseye Sanayeh Petro Foolad Gharb | 27 | PCS | 23 |  | ODCC-EL-IGC-0140 | IGC | 2021-08-22 | 4 | 4 | [49 empty] | 4
816 | 51 | ETTL1CF1F210 |  | TRAY/LADDER | Adjustable Inside Riser | Cable Ladder Adjustable Vertical lnaide Riser, Punched, Hot Dip Galvanized (Galvanized After Punching A Bending , With Average Thickness 75 Micron ae per ASTM A123 or ISO 1461), Minimum Thickness 2 mm, Width 600 mm, 100 mm Height, with 2 Inside Return Bends at the Edge Complete with Cover Plate made from the same material of ladder with mlnimum thlckness 1.5 mm & Fixlngs Clip, | 600*100 | 1071-O2-EL-PO-003-6008-A0-0-003 | OPEN PACKING LIST | Toseye Sanayeh Petro Foolad Gharb | 22 | PCS | 21 |  | ODCC-EL-IGC-0140 | IGC | 2021-08-22 | 1 | 1 | [49 empty] | 1
817 | 51 | ETTL1CF3F210 |  | TRAY/LADDER | Adjustable Inside Riser | Cable Ladder Adjustable Vertical Inside Riser 45o, Punched, Hot Dip Galvanized (Galvanlzed After Punching & Bendlng, With Average Thickness 75 Micron as per ASTM A123 or ISO 1461}, Minimum Thickness 2 mm, Width 600 mm, 100 mm Height, with 2 Inside Return Bends at the Edge Complete with Cover Plate made from the same material of ladder with minimum thlcknese 1.5 mm & Fixings Clip, Suitable for Item No. 18. | 600*100 | 1071-O2-EL-PO-003-6008-A0-0-003 | OPEN PACKING LIST | Toseye Sanayeh Petro Foolad Gharb | 5 | PCS | 5 | [55 empty] | 0
818 | 51 | ETTL1CG3F210 |  | TRAY/LADDER | Adjustable Outside Riser | Cable Ladder Cable Ladder Adjustable Vertlcal Ouside Riser 45o, Punched, Hot Dip Galvanized (Galvanlzed After Punching & Bending, With Average Thickness 7S Micron as per ASTM A123 or ISO 1461), Minimum Thickness 2 mm, Width 600 mm, 100 mm Height, with 2 lnslde Return Bends at the Edge Complete with Cover Plate made from the same material of ladder with minimum thickness 1.5 mm 6 Fixings Clip, | 600*100 | 1071-O2-EL-PO-003-6008-A0-0-003 | OPEN PACKING LIST | Toseye Sanayeh Petro Foolad Gharb | 5 | PCS | 5 | [55 empty] | 0
819 | 51 | ETTL1CG1W210 |  | TRAY/LADDER | Adjustable Outside Riser | Cable Ladder Adjustable Vertical Outside Riser, Punched, Hot Dip Galvanized (Galvanized After Punching & Bending , With Average Thickness 75 Micron as per ASTM A123 or ISO 1461 }, Minimum Thlckness 2 mm, Width 750 mm, 100 mm Height, wlth 2 Inside Return Bends at the Edge Complete with Cover Plate made from the same material of ladder with minimum thickness 1.5 mm & Fixings Clip, | 750*100 | 1071-O2-EL-PO-003-6008-A0-0-003 | OPEN PACKING LIST | Toseye Sanayeh Petro Foolad Gharb | 8 | PCS | 8 | [55 empty] | 0
820 | 51 | ETTL1CV3F210 |  | TRAY/LADDER | Horizontal Elbow | Cable Ladder Horizental Elbow 90o(L-type), Punched, Hot Dip Galvanized (Galvanized After Punching & Bending. With Average Thickness 75 Micron as per ASTM A123 or ISO 1461), Minimum Thickness 2 mm, Width 600 mm, 100 mm Height, Junction Radius 600mm, with 2 Inside Return Bends at the Edge Complete with Cover Plate made from the same material of ladder with minimum thickness 1.5 mm & Fixings Clip | 600*100 | 1071-O2-EL-PO-003-6008-A0-0-003 | OPEN PACKING LIST | Toseye Sanayeh Petro Foolad Gharb | 14 | PCS | 9 |  | ODCC-EL-IGC-0223 | IGC | 2022-01-20 | 5 | 5 | MTR UNIT 51 FOR SS-40-03 & 04 | [48 empty] | 5
821 | 51 | ETTL1CV3F210 |  | TRAY/LADDER | Horizontal Elbow | Cable Ladder Horizental Elbow 90o(L-type), Punched, Hot Dip Galvanized (Galvanized After Punching & Bending. With Average Thickness 75 Micron as per ASTM A123 or ISO 1461), Minimum Thickness 2 mm, Width 600 mm, 100 mm Height, Junction Radius 600mm, with 2 Inside Return Bends at the Edge Complete with Cover Plate made from the same material of ladder with minimum thickness 1.5 mm & Fixings Clip | 600*100 | 1071-O2-EL-PO-003-6008-A0-0-003 | OPEN PACKING LIST | Toseye Sanayeh Petro Foolad Gharb | 13 | PCS | 13 | [55 empty] | 0
822 | 51 | ETTL1CV3W210 |  | TRAY/LADDER | Horizontal Elbow | Cable Ladder Horizental Elbow 90o(L-type), Punched, Hot Dip Galvanized (Galv anized After Punching & Bending, With Average Thickness 75 Micron as per ASTM A123 or ISO 1461), Minimum Thickness 2 mm. Width 750 mm, 100 mm Height, Junction Radius 600mm, with 2 Inside Return Bends at the Edge Complete with Cover Plate made from the same material of ladder with minimum thickness 1.5 mm & Fixings Clip. | 750*100 | 1071-O2-EL-PO-003-6008-A0-0-003 | OPEN PACKING LIST | Toseye Sanayeh Petro Foolad Gharb | 8 | PCS | 8 | [55 empty] | 0
823 | SS-40-09 | EXBDCB5 |  | TRAY/LADDER | Straight Jointing Plate | Straight Jointing Plate, Height 35mm | 35mm | 1071-O2-EL-PO-003-6008-A0-0-003 | OPEN PACKING LIST | Toseye Sanayeh Petro Foolad Gharb | 212 | PCS | 0 |  | ODCC-EL-SEI-0009 | SEI | 2022-01-12 | 212 | 212 | MTR-0037 | [48 empty] | 212
824 | SS-40-09 | EXBDCB2 |  | TRAY/LADDER | Straight Jointing Plate | Straight Jointing Plate, Height 85mm | 85mm | 1071-O2-EL-PO-003-6008-A0-0-003 | OPEN PACKING LIST | Toseye Sanayeh Petro Foolad Gharb | 850 | PCS | 0 |  | ODCC-EL-IGC-0061 | IGC | 2021-01-24 | 850 | 850 | [49 empty] | 850
825 | SS-40-09 | EXBEK |  | TRAY/LADDER | Earth Continuity | Earth Continuity Connector, L=200 mm Complete with Bolts and Nuts. | 200mm | 1071-O2-EL-PO-003-6008-A0-0-003 | OPEN PACKING LIST | Toseye Sanayeh Petro Foolad Gharb | 150 | PCS | 0 |  | ODCC-EL-IGC-0061 | IGC | 2021-01-24 | 150 | 150 | [49 empty] | 150
826 | ALL UNIT | EXBEK |  | TRAY/LADDER | Bolt & Nut | Bolts and Nuts for Earth Continuty connector,L=200 mm | - | 1071-O2-EL-PO-003-6008-A0-0-003 | OPEN PACKING LIST | Toseye Sanayeh Petro Foolad Gharb | 4492 | PCS | 4492 | [55 empty] | 0
827 | 51 | ETTF1CWSC210 |  | TRAY/LADDER | Horizental TEE | Cable Tray Horizental TEE (Equal) Connection, Punched, Hot Dip Galvanized (Galvanized After Punching & Bending, With Average Thickness 75 Micron as per ASTM A123 or ISO 1461), Minimum Thickness 2 mm, Width 300mm, 100 mm Height, Junction Raduis 600mm, with 2 Inside Return Bends at the Edge Complete with Cover Plate made from the same material of ladder with minimum thickness 1.5 mm & Fixings Clip, | 300*100 | 1071-O2-EL-PO-003-6008-A0-0-003 | OPEN PACKING LIST | Toseye Sanayeh Petro Foolad Gharb | 8 | PCS | 8 | [55 empty] | 0
828 | 51 | ETTF1CV3C210 |  | TRAY/LADDER | Horizontal Elbow | Cable Ladder Horizental Elbow 90o(L-type), Punched, Hot Dip Galvanized (Galv anized After Punching & Bending, With Average Thickness 75 Micron as per ASTM A123 or ISO 1461), Minimum Thickness 2 mm. Width 300 mm, 100 mm Height, Junction Radius 600mm, with 2 Inside Return Bends at the Edge Complete with Cover Plate made from the same material of Tray with minimum thickness 1.5 mm & Fixings Clip. | 300*100 | 1071-O2-EL-PO-003-6008-A0-0-003 | OPEN PACKING LIST | Toseye Sanayeh Petro Foolad Gharb | 8 | PCS | 8 | [55 empty] | 0
829 | 55 | ETTL1CWSC210 |  | TRAY/LADDER | Horizental TEE | Cable Ladder Horizental TEE (Equal) Connection, Punched, Hot Dip Galvanized (Galvanized After Punching & Bending, With Average Thickness 75 Micron as per ASTM A123 or ISO 1461), Minimum Thickness 2 mm, Width 300 mm, 100 mm Height, Junction Radius 600mm, with 2 Inside Return Bends at the Edge Complete with Cover Plate made from the same material of ladder with minimum thickness 1.5 mm & Fixings Clip, | 300*100 | 1071-O2-EL-PO-003-6008-A0-0-003 | OPEN PACKING LIST | Toseye Sanayeh Petro Foolad Gharb | 5 | PCS | 5 | [55 empty] | 0
830 | 55 | ETTL1CV3C213 |  | TRAY/LADDER | Horizontal Elbow | Cable Ladder Horizental Elbow 90o(L-type), Punched, Hot Dip Galvanized (Galv anized After Punching & Bending, With Average Thickness 75 Micron as per ASTM A123 or ISO 1461), Minimum Thickness 2 mm. Width 300 mm, 100 mm Height, Junction Radius 600mm, with 2 Inside Return Bends at the Edge Complete with Cover Plate made from the same material of ladder with minimum thickness 1.5 mm & Fixings Clip. | 300*100 | 1071-O2-EL-PO-003-6008-A0-0-003 | OPEN PACKING LIST | Toseye Sanayeh Petro Foolad Gharb | 6 | PCS | 6 | [55 empty] | 0
831 | SS-40-03 | EQMC04 |  | conduit | Coupling | HDG COUPLING SIZE 25MM | 25mm | 1071-O2-EL-PO-030-6024-A0-0-002-Rev.01 | OPEN PACKING LIST | Toseye Sanayeh Petro Foolad Gharb | 799 | PCS | 449 |  | ODCC-EL-IGC-0101 | IGC | 2021-05-18 | 350 | 350 | [49 empty] | 350
832 | CR-40-02 | EQMC04 |  | Conduit | Coupling | HDG Coupling Size 25 mm | 25mm | 1071-O2-EL-PO-030-6024-A0-0-002-Rev.01 | OPEN PACKING LIST | Toseye Sanayeh Petro Foolad Gharb | 1020 | PCS | 760 |  | ODCC-EL-IGC-0045 | IGC | 2020-12-02 | 110 | 110 |  | ODCC-EL-IGC-0101 | IGC | 2021-05-18 | 150 | 150 | [43 empty] | 260
833 | CR-40-02 | EQMC13 |  | Conduit | Coupling | HDG Coupling Size 100 mm | 100mm | 1071-O2-EL-PO-030-6024-A0-0-002-Rev.01 | OPEN PACKING LIST | Toseye Sanayeh Petro Foolad Gharb | 16 | PCS | 16 | [55 empty] | 0
834 | CR-40-03 | EQMC13 |  | Conduit | Coupling | HDG Coupling Size 100 mm | 100mm | 1071-O2-EL-PO-030-6024-A0-0-002-Rev.01 | OPEN PACKING LIST | Toseye Sanayeh Petro Foolad Gharb | 4 | PCS | 4 | [55 empty] | 0
835 | RIB-40-01 | EQMC13 |  | Conduit | Coupling | HDG Coupling Size 100 mm | 100mm | 1071-O2-EL-PO-030-6024-A0-0-002-Rev.01 | OPEN PACKING LIST | Toseye Sanayeh Petro Foolad Gharb | 5 | PCS | 5 | [55 empty] | 0
836 | RIB-40-02 | EQMC13 |  | Conduit | Coupling | HDG Coupling Size 100 mm | 100mm | 1071-O2-EL-PO-030-6024-A0-0-002-Rev.01 | OPEN PACKING LIST | Toseye Sanayeh Petro Foolad Gharb | 5 | PCS | 5 | [55 empty] | 0
837 | BD-40-02 | EQME07 |  | Conduit | Saddle | Saddle, Hot Dipped Galvanized Size 50mm | 50mm | 1071-O2-EL-PO-030-6024-A0-0-002-Rev.01 | OPEN PACKING LIST | Toseye Sanayeh Petro Foolad Gharb | 11 | PCS | 11 | [55 empty] | 0
838 | BD-40-10 | EQME07 |  | Conduit | Saddle | Saddle, Hot Dipped Galvanized Size 50mm | 50mm | 1071-O2-EL-PO-030-6024-A0-0-002-Rev.01 | OPEN PACKING LIST | Toseye Sanayeh Petro Foolad Gharb | 5 | PCS | 5 | [55 empty] | 0
839 | CR-40-03 | EQME07 |  | Conduit | Saddle | Saddle, Hot Dipped Galvanized Size 50mm | 50mm | 1071-O2-EL-PO-030-6024-A0-0-002-Rev.01 | OPEN PACKING LIST | Toseye Sanayeh Petro Foolad Gharb | 24 | PCS | 0 |  | ODCC-EL-IGC-0093 | IGC | 2021-05-02 | 24 | 24 | [49 empty] | 24
840 | RIB-40-01 | EQME07 |  | Conduit | Saddle | Saddle, Hot Dipped Galvanized Size 50mm | 50mm | 1071-O2-EL-PO-030-6024-A0-0-002-Rev.01 | OPEN PACKING LIST | Toseye Sanayeh Petro Foolad Gharb | 50 | PCS | 0 |  | ODCC-EL-IGC-0141 | IGC | 2021-08-25 | 50 | 50 | [49 empty] | 50
841 | RIB-40-02 | EQME07 |  | Conduit | Saddle | Saddle, Hot Dipped Galvanized Size 50mm | 50mm | 1071-O2-EL-PO-030-6024-A0-0-002-Rev.01 | OPEN PACKING LIST | Toseye Sanayeh Petro Foolad Gharb | 15 | PCS | 0 |  | ODCC-EL-IGC-0141 | IGC | 2021-08-25 | 15 | 15 | [49 empty] | 15
842 | RIB-40-03 | EQME07 |  | Conduit | Saddle | Saddle, Hot Dipped Galvanized Size 50mm | 50mm | 1071-O2-EL-PO-030-6024-A0-0-002-Rev.01 | OPEN PACKING LIST | Toseye Sanayeh Petro Foolad Gharb | 15 | PCS | 0 |  | ODCC-EL-IGC-0141 | IGC | 2021-08-25 | 15 | 15 | [49 empty] | 15
843 | BD-40-11 | EQMI13 |  | Conduit | Bushing | HDG Bushing, Size 100 mm | 100mm | 1071-O2-EL-PO-030-6024-A0-0-002-Rev.01 | OPEN PACKING LIST | Toseye Sanayeh Petro Foolad Gharb | 15 | PCS | 15 | [55 empty] | 0
844 | CR-40-02 | EQMI13 |  | Conduit | Bushing | HDG Bushing, Size 100 mm | 100mm | 1071-O2-EL-PO-030-6024-A0-0-002-Rev.01 | OPEN PACKING LIST | Toseye Sanayeh Petro Foolad Gharb | 15 | PCS | 15 | [55 empty] | 0
845 | CR-40-03 | EQMI13 |  | Conduit | Bushing | HDG Bushing, Size 100 mm | 100mm | 1071-O2-EL-PO-030-6024-A0-0-002-Rev.01 | OPEN PACKING LIST | Toseye Sanayeh Petro Foolad Gharb | 4 | PCS | 4 | [55 empty] | 0
846 | RIB-40-01 | EQMI13 |  | Conduit | Bushing | HDG Bushing, Size 100 mm | 100mm | 1071-O2-EL-PO-030-6024-A0-0-002-Rev.01 | OPEN PACKING LIST | Toseye Sanayeh Petro Foolad Gharb | 20 | PCS | 20 | [55 empty] | 0
847 | RIB-40-02 | EQMI13 |  | Conduit | Bushing | HDG Bushing, Size 100 mm | 100mm | 1071-O2-EL-PO-030-6024-A0-0-002-Rev.01 | OPEN PACKING LIST | Toseye Sanayeh Petro Foolad Gharb | 30 | PCS | 30 | [55 empty] | 0
848 | BD-40-10 | EQMI19 |  | Conduit | Bushing | HDG Bushing, Size 125 mm | 125mm | 1071-O2-EL-PO-030-6024-A0-0-002-Rev.01 | OPEN PACKING LIST | Toseye Sanayeh Petro Foolad Gharb | 3 | PCS | 3 | [55 empty] | 0
849 | CR-40-02 | EQMI19 |  | Conduit | Bushing | HDG Bushing, Size 125 mm | 125mm | 1071-O2-EL-PO-030-6024-A0-0-002-Rev.01 | OPEN PACKING LIST | Toseye Sanayeh Petro Foolad Gharb | 8 | PCS | 8 | [55 empty] | 0
850 | RIB-40-03 | EQMI19 |  | Conduit | Bushing | HDG Bushing, Size 125 mm | 125mm | 1071-O2-EL-PO-030-6024-A0-0-002-Rev.01 | OPEN PACKING LIST | Toseye Sanayeh Petro Foolad Gharb | 30 | PCS | 30 | [55 empty] | 0
851 | BD-40-02 | EQMH04 |  | Conduit | Clamp for unistrut | HDG CONDUIT Clamp for Unietrut Channeld, Size 25mm With Dacromat Bolt nut,spring & flat washer M6*30 | 25mm | 1071-O2-EL-PO-030-6024-A0-0-002-Rev.01 | OPEN PACKING LIST | Toseye Sanayeh Petro Foolad Gharb | 38 | PCS | 38 | [55 empty] | 0
852 | BD-40-11 | EQMH04 |  | Conduit | Clamp for unistrut | HDG CONDUIT Clamp for Unietrut Channeld, Size 25mm With Dacromat Bolt nut,spring & flat washer M6*30 | 25mm | 1071-O2-EL-PO-030-6024-A0-0-002-Rev.01 | OPEN PACKING LIST | Toseye Sanayeh Petro Foolad Gharb | 20 | PCS | 20 | [55 empty] | 0
853 | BD-40-02 | EQMH07 |  | Conduit | Clamp for unistrut | HDG CONDUIT Clamp for Unistrut Channeld, Size50mm With Dacromat Bolt nut.spring & flat washer M6*30 | 50mm | 1071-O2-EL-PO-030-6024-A0-0-002-Rev.01 | OPEN PACKING LIST | Toseye Sanayeh Petro Foolad Gharb | 4 | PCS | 4 | [55 empty] | 0
854 | BD-40-11 | EQMH07 |  | Conduit | Clamp for unistrut | HDG CONDUIT Clamp for Unistrut Channeld, Size50mm With Dacromat Bolt nut.spring & flat washer M6*30 | 50mm | 1071-O2-EL-PO-030-6024-A0-0-002-Rev.01 | OPEN PACKING LIST | Toseye Sanayeh Petro Foolad Gharb | 15 | PCS | 15 | [55 empty] | 0
855 | BD-40-12 | EQMH07 |  | Conduit | Clamp for unistrut | HDG CONDUIT Clamp for Unistrut Channeld, Size50mm With Dacromat Bolt nut.spring & flat washer M6*30 | 50mm | 1071-O2-EL-PO-030-6024-A0-0-002-Rev.01 | OPEN PACKING LIST | Toseye Sanayeh Petro Foolad Gharb | 10 | PCS | 10 | [55 empty] | 0
856 | BD-40-11 | EQMH13 |  | Conduit | Clamp for unistrut | HDG CONDUIT Clamp for Unistrut Channeld, Size 100mm With Dacromat Bolt nut.spring & flat washer M6*50 | 100mm | 1071-O2-EL-PO-030-6024-A0-0-002-Rev.01 | OPEN PACKING LIST | Toseye Sanayeh Petro Foolad Gharb | 10 | PCS | 10 | [55 empty] | 0
857 | BD-40-02 | EQME06 |  | Conduit | Saddle | HDG saddle size 40mm With Tow Dacromat Ball nut,spring & flat wasfier M5”20 Web Tow Oacromat Bolt using Roll Plug | 40mm | 1071-O2-EL-PO-030-6024-A0-0-002-Rev.01 | OPEN PACKING LIST | Toseye Sanayeh Petro Foolad Gharb | 5 | PCS | 5 | [55 empty] | 0
858 | BD-40-10 | EQME06 |  | Conduit | Saddle | HDG saddle size 40mm With Tow Dacromat Ball nut,spring & flat wasfier M5”20 Web Tow Oacromat Bolt using Roll Plug | 40mm | 1071-O2-EL-PO-030-6024-A0-0-002-Rev.01 | OPEN PACKING LIST | Toseye Sanayeh Petro Foolad Gharb | 125 | PCS | 125 | [55 empty] | 0
859 | SS-40-03 | EQME06 |  | Conduit | Saddle | HDG saddle size 40mm With Tow Dacromat Ball nut,spring & flat wasfier M5”20 Web Tow Oacromat Bolt using Roll Plug | 40mm | 1071-O2-EL-PO-030-6024-A0-0-002-Rev.01 | OPEN PACKING LIST | Toseye Sanayeh Petro Foolad Gharb | 993 | PCS | 953 |  | ODCC-EL-IGC-0160 | IGC | 2021-10-03 | 40 | 40 | [49 empty] | 40
860 | SS-40-04 | EQME06 |  | Conduit | Saddle | HDG saddle size 40mm With Tow Dacromat Ball nut,spring & flat wasfier M5”20 Web Tow Oacromat Bolt using Roll Plug | 40mm | 1071-O2-EL-PO-030-6024-A0-0-002-Rev.01 | OPEN PACKING LIST | Toseye Sanayeh Petro Foolad Gharb | 984 | PCS | 944 |  | ODCC-EL-IGC-0160 | IGC | 2021-10-03 | 40 | 40 | [49 empty] | 40
861 | SS-40-05 | EQME06 |  | Conduit | Saddle | HDG saddle size 40mm With Tow Dacromat Ball nut,spring & flat wasfier M5”20 Web Tow Oacromat Bolt using Roll Plug | 40mm | 1071-O2-EL-PO-030-6024-A0-0-002-Rev.01 | OPEN PACKING LIST | Toseye Sanayeh Petro Foolad Gharb | 956 | PCS | 916 |  | ODCC-EL-IGC-0160 | IGC | 2021-10-03 | 40 | 40 | [49 empty] | 40
862 | BD-40-02 | EQME04 |  | Conduit | Saddle | HDG saddle size 25mm With Tow Dacromat Bolt nut,spring & flat washer M5*20 With Tow Dacromat Bolt using Roll Plug | 25mm | 1071-O2-EL-PO-030-6024-A0-0-004 | OPEN PACKING LIST | Toseye Sanayeh Petro Foolad Gharb | 216 | PCS | 216 | [55 empty] | 0
863 | BD-40-10 | EQME04 |  | Conduit | Saddle | HDG saddle size 25mm With Tow Dacromat Bolt nut,spring & flat washer M5*20 With Tow Dacromat Bolt using Roll Plug | 25mm | 1071-O2-EL-PO-030-6024-A0-0-004 | OPEN PACKING LIST | Toseye Sanayeh Petro Foolad Gharb | 1900 | PCS | 1900 | [55 empty] | 0
864 | BD-40-11 | EQME04 |  | Conduit | Saddle | HDG saddle size 25mm With Tow Dacromat Bolt nut,spring & flat washer M5*20 With Tow Dacromat Bolt using Roll Plug | 25mm | 1071-O2-EL-PO-030-6024-A0-0-004 | OPEN PACKING LIST | Toseye Sanayeh Petro Foolad Gharb | 450 | PCS | 450 | [55 empty] | 0
865 | BD-40-12 | EQME04 |  | Conduit | Saddle | HDG saddle size 25mm With Tow Dacromat Bolt nut,spring & flat washer M5*20 With Tow Dacromat Bolt using Roll Plug | 25mm | 1071-O2-EL-PO-030-6024-A0-0-004 | OPEN PACKING LIST | Toseye Sanayeh Petro Foolad Gharb | 800 | PCS | 800 | [55 empty] | 0
866 | CR-40-02 | EQME04 |  | Conduit | Saddle | HDG saddle size 25mm With Tow Dacromat Bolt nut,spring & flat washer M5*20 With Tow Dacromat Bolt using Roll Plug | 25mm | 1071-O2-EL-PO-030-6024-A0-0-004 | OPEN PACKING LIST | Toseye Sanayeh Petro Foolad Gharb | 4080 | PCS | 2230 |  | ODCC-EL-IGC-0045 | IGC | 2020-12-02 | 300 | 300 |  | ODCC-EL-IGC-0052 | IGC | 2020-12-24 | 300 | 300 |  | ODCC-EL-IGC-0060 | IGC | 2021-01-24 | 500 | 500 |  | ODCC-EL-IGC-0101 | IGC | 2021-05-18 | 150 | 150 |  | ODCC-EL-IGC-0124 | IGC | 2021-06-24 | 180 | 180 |  | ODCC-EL-IGC-0146 | IGC | 2021-09-05 | 300 | 300 |  | ODCC-EL-IGC-0160 | IGC | 2021-10-03 | 120 | 120 | [13 empty] | 1850
867 | CR-40-03 | EQME04 |  | Conduit | Saddle | HDG saddle size 25mm With Tow Dacromat Bolt nut,spring & flat washer M5*20 With Tow Dacromat Bolt using Roll Plug | 25mm | 1071-O2-EL-PO-030-6024-A0-0-004 | OPEN PACKING LIST | Toseye Sanayeh Petro Foolad Gharb | 4167 | PCS | 1727 |  | ODCC-EL-IGC-0029 | IGC | 2020-11-05 | 450 | 450 |  | ODCC-EL-IGC-0045 | IGC | 2020-12-02 | 300 | 300 |  | ODCC-EL-IGC-0052 | IGC | 2020-12-24 | 300 | 300 |  | ODCC-EL-IGC-0060 | IGC | 2021-01-24 | 260 | 260 |  | ODCC-EL-IGC-0072 | IGC | 2021-02-20 | 500 | 500 |  | ODCC-EL-IGC-0101 | IGC | 2021-05-18 | 150 | 150 |  | ODCC-EL-IGC-0160 | IGC | 2021-10-03 | 130 | 130 |  | ODCC-EL-IGC-0146 ODCC-EL-IGC-0124 | IGC | 2021-09-05 | 350 | 350 | 300 50 | [6 empty] | 2440
868 | RIB-40-01 | EQME04 |  | Conduit | Saddle | HDG saddle size 25mm With Tow Dacromat Bolt nut,spring & flat washer M5*20 With Tow Dacromat Bolt using Roll Plug | 25mm | 1071-O2-EL-PO-030-6024-A0-0-002-Rev.01 | OPEN PACKING LIST | Toseye Sanayeh Petro Foolad Gharb | 1100 | PCS | 300 |  | ODCC-EL-IGC-0045 | IGC | 2020-12-02 | 300 | 300 |  | ODCC-EL-IGC-0124 | IGC | 2021-06-24 | 200 | 200 |  | ODCC-EL-IGC-0146 | IGC | 2021-09-05 | 200 | 200 | [19 empty] | ODCC-EL-IGC-0160 | IGC | 2021-10-03 | 100 | 100 | [13 empty] | 800
869 | RIB-40-02 | EQME04 |  | Conduit | Saddle | HDG saddle size 25mm With Tow Dacromat Bolt nut,spring & flat washer M5*20 With Tow Dacromat Bolt using Roll Plug | 25mm | 1071-O2-EL-PO-030-6024-A0-0-002-Rev.01 | OPEN PACKING LIST | Toseye Sanayeh Petro Foolad Gharb | 1100 | PCS | 100 |  | ODCC-EL-IGC-0045 | IGC | 2020-12-02 | 300 | 300 |  | ODCC-EL-IGC-0052 | IGC | 2020-12-24 | 300 | 300 |  | ODCC-EL-IGC-0124 | IGC | 2021-06-24 | 200 | 200 |  | ODCC-EL-IGC-0146 | IGC | 2021-09-05 | 100 | 100 | [13 empty] | ODCC-EL-IGC-0160 | IGC | 2021-10-03 | 100 | 100 | [13 empty] | 1000
870 | RIB-40-03 | EQME04 |  | Conduit | Saddle | HDG saddle size 25mm With Tow Dacromat Bolt nut,spring & flat washer M5*20 With Tow Dacromat Bolt using Roll Plug | 25mm | 1071-O2-EL-PO-030-6024-A0-0-002-Rev.01 | OPEN PACKING LIST | Toseye Sanayeh Petro Foolad Gharb | 1300 | PCS | 100 |  | ODCC-EL-IGC-0045 | IGC | 2020-12-02 | 300 | 300 |  | ODCC-EL-IGC-0052 | IGC | 2020-12-24 | 300 | 300 |  | ODCC-EL-IGC-0124 | IGC | 2021-06-24 | 200 | 200 |  | ODCC-EL-IGC-0146 | IGC | 2021-09-05 | 200 | 200 |  | ODCC-EL-IGC-0200 | IGC | 2021-12-21 | 100 | 100 | [7 empty] | ODCC-EL-IGC-0160 | IGC | 2021-10-03 | 100 | 100 | [13 empty] | 1200
871 | SS-40-03 | EQME04 |  | Conduit | Saddle | HDG saddle size 25mm With Tow Dacromat Bolt nut,spring & flat washer M5*20 With Tow Dacromat Bolt using Roll Plug | 25mm | 1071-O2-EL-PO-030-6024-A0-0-002-Rev.01 | OPEN PACKING LIST | Toseye Sanayeh Petro Foolad Gharb | 4452 | PCS | 1822 |  | ODCC-EL-IGC-0060 | IGC | 2021-01-24 | 180 | 180 |  | ODCC-EL-IGC-0084 | IGC | 2021-04-10 | 500 | 500 |  | ODCC-EL-IGC-0101 | IGC | 2021-05-18 | 300 | 300 |  | ODCC-EL-IGC-0146 | IGC | 2021-09-05 | 1000 | 1000 |  | ODCC-EL-IGC-0200 | IGC | 2021-12-21 | 350 | 350 | [7 empty] | ODCC-EL-IGC-0160 | IGC | 2021-10-03 | 300 | 300 | [13 empty] | 2630
872 | SS-40-04 | EQME04 |  | Conduit | Saddle | HDG saddle size 25mm With Tow Dacromat Bolt nut,spring & flat washer M5*20 With Tow Dacromat Bolt using Roll Plug | 25mm | 1071-O2-EL-PO-030-6024-A0-0-004 | OPEN PACKING LIST | Toseye Sanayeh Petro Foolad Gharb | 4647 | PCS | 3017 |  | ODCC-EL-IGC-0060 | IGC | 2021-01-24 | 380 | 380 |  | ODCC-EL-IGC-0101 | IGC | 2021-05-18 | 300 | 300 |  | ODCC-EL-IGC-0146 | IGC | 2021-09-05 | 300 | 300 |  | ODCC-EL-IGC-0200 | IGC | 2021-12-21 | 350 | 350 | [13 empty] | ODCC-EL-IGC-0160 | IGC | 2021-10-03 | 300 | 300 | [13 empty] | 1630
873 | RIB-40-01 | EQMA03 | for instrument(F&G) | Conduit | Conduit | Steel Conduit, Rigid (HDG)Iength 6m Size 20mm | 20mm | 1071-O2-EL-PO-030-6024-A0-0-002-Rev.01 | OPEN PACKING LIST | Toseye Sanayeh Petro Foolad Gharb | 59 | PCS | 9 |  | ODCC-EL-IGC-0112 | IGC | 2021-06-03 | 50 | 50 | [49 empty] | 50
874 | RIB-40-02 | EQMA03 | for instrument(F&G) | Conduit | Conduit | Steel Conduit, Rigid (HDG)Iength 6m Size 20mm | 20mm | 1071-O2-EL-PO-030-6024-A0-0-002-Rev.01 | OPEN PACKING LIST | Toseye Sanayeh Petro Foolad Gharb | 75 | PCS | 0 |  | ODCC-EL-IGC-0086 | IGC | 2021-04-16 | 60 | 60 |  | ODCC-EL-IGC-0150 | IGC | 2021-09-14 | 15 | 15 | [43 empty] | 75
875 | RIB-40-03 | EQMA03 | for instrument(F&G) | Conduit | Conduit | Steel Conduit, Rigid (HDG)Iength 6m Size 20mm | 20mm | 1071-O2-EL-PO-030-6024-A0-0-002-Rev.01 | OPEN PACKING LIST | Toseye Sanayeh Petro Foolad Gharb | 83 | PCS | 0 |  | ODCC-EL-IGC-0086 | IGC | 2021-04-16 | 70 | 70 |  | ODCC-EL-IGC-0150 | IGC | 2021-09-14 | 13 | 13 | [43 empty] | 83
876 | CR-40-01 | EQMA03 | for instrument(F&G) | Conduit | Conduit | Steel Conduit, Rigid (HDG)Iength 6m Size 20mm | 20mm | 1071-O2-EL-PO-030-6024-A0-0-002-Rev.01 | OPEN PACKING LIST | Toseye Sanayeh Petro Foolad Gharb | 200 | PCS | 0 |  | ODCC-EL-IGC-0084 | IGC | 2021-04-10 | 150 | 150 |  | ODCC-EL-IGC-0093 | IGC | 2021-05-02 | 50 | 50 | [43 empty] | 200
877 | CR-40-02 | EQMA03 | for instrument(F&G) | Conduit | Conduit | Steel Conduit, Rigid (HDG)Iength 6m Size 20mm | 20mm | 1071-O2-EL-PO-030-6024-A0-0-002-Rev.01 | OPEN PACKING LIST | Toseye Sanayeh Petro Foolad Gharb | 233 | PCS | 0 |  | ODCC-EL-IGC-0086 | IGC | 2021-04-16 | 200 | 200 |  | ODCC-EL-IGC-0227 | IGC | 2022-01-23 | 33 | 33 | [43 empty] | 233
878 | CR-40-03 | EQMA03 | for instrument(F&G) | Conduit | Conduit | Steel Conduit, Rigid (HDG)Iength 6m Size 20mm | 20mm | 1071-O2-EL-PO-030-6024-A0-0-002-Rev.01 | OPEN PACKING LIST | Toseye Sanayeh Petro Foolad Gharb | 200 | PCS | 0 |  | ODCC-EL-IGC-0150 | IGC | 2021-09-14 | 170 | 170 |  | ODCC-EL-IGC-0227 | IGC | 2022-01-23 | 30 | 30 | [43 empty] | 200
879 | SS-40-03 | EQMA03 | for instrument(F&G) | Conduit | Conduit | Steel Conduit, Rigid (HDG)Iength 6m Size 20mm | 20mm | 1071-O2-EL-PO-030-6024-A0-0-002-Rev.01 | OPEN PACKING LIST | Toseye Sanayeh Petro Foolad Gharb | 117 | PCS | 0 |  | ODCC-EL-IGC-0140 | IGC | 2021-08-22 | 117 | 117 | [49 empty] | 117
880 | SS-40-04 | EQMA03 | for instrument(F&G) | Conduit | Conduit | Steel Conduit, Rigid (HDG)Iength 6m Size 20mm | 20mm | 1071-O2-EL-PO-030-6024-A0-0-002-Rev.01 | OPEN PACKING LIST | Toseye Sanayeh Petro Foolad Gharb | 117 | PCS | 0 |  | ODCC-EL-IGC-0086 | IGC | 2021-04-16 | 100 | 100 |  | ODCC-EL-IGC-0140 | IGC | 2021-08-22 | 17 | 17 | [43 empty] | 117
881 | SS-40-05 | EQMA03 | for instrument(F&G) | Conduit | Conduit | Steel Conduit, Rigid (HDG)Iength 6m Size 20mm | 20mm | 1071-O2-EL-PO-030-6024-A0-0-002-Rev.01 | OPEN PACKING LIST | Toseye Sanayeh Petro Foolad Gharb | 125 | PCS | 0 |  | ODCC-EL-IGC-0140 | IGC | 2021-08-22 | 75 | 75 |  | ODCC-EL-IGC-0227 | IGC | 2022-01-23 | 50 | 50 | [43 empty] | 125
882 | SS-40-09 | EQMA03 | for instrument(F&G) | Conduit | Conduit | Steel Conduit, Rigid (HDG)Iength 6m Size 20mm | 20mm | 1071-O2-EL-PO-030-6024-A0-0-002-Rev.01 | OPEN PACKING LIST | Toseye Sanayeh Petro Foolad Gharb | 125 | PCS | 22 |  | ODCC-EL-IGC-0084 | IGC | 2021-04-10 | 63 | 63 |  | ODCC-EL-IGC-0203 | IGC | 2021-12-28 | 40 | 40 | [43 empty] | 103
883 | BD-40-10 | EQMA08 |  | Conduit | Conduit | Steel Conduit, Rigid (HDG)length 6m Size 63mm | 63mm | 1071-O2-EL-PO-030-6024-A0-0-002-Rev.01 | OPEN PACKING LIST | Toseye Sanayeh Petro Foolad Gharb | 1 | PCS | 1 | [55 empty] | 0
884 | RIB-40-02 | EQMA08 |  | Conduit | Conduit | Steel Conduit, Rigid (HDG)length 6m Size 63mm | 63mm | 1071-O2-EL-PO-030-6024-A0-0-002-Rev.01 | OPEN PACKING LIST | Toseye Sanayeh Petro Foolad Gharb | 6 | PCS | 6 | [55 empty] | 0
885 | RIB-40-03 | EQMA08 |  | Conduit | Conduit | Steel Conduit, Rigid (HDG)length 6m Size 63mm | 63mm | 1071-O2-EL-PO-030-6024-A0-0-002-Rev.01 | OPEN PACKING LIST | Toseye Sanayeh Petro Foolad Gharb | 6 | PCS | 6 | [55 empty] | 0
886 | BD-40-02 | EQMI04 |  | Conduit | Bushing | HDG Bushing, Size 25 mm | 25mm | 1071-O2-EL-PO-030-6024-A0-0-002-Rev.01 | OPEN PACKING LIST | Toseye Sanayeh Petro Foolad Gharb | 49 | PCS | 49 | [55 empty] | 0
887 | BD-40-10 | EQMI04 |  | Conduit | Bushing | HDG Bushing, Size 25 mm | 25mm | 1071-O2-EL-PO-030-6024-A0-0-002-Rev.01 | OPEN PACKING LIST | Toseye Sanayeh Petro Foolad Gharb | 325 | PCS | 325 | [55 empty] | 0
888 | BD-40-11 | EQMI04 |  | Conduit | Bushing | HDG Bushing, Size 25 mm | 25mm | 1071-O2-EL-PO-030-6024-A0-0-002-Rev.01 | OPEN PACKING LIST | Toseye Sanayeh Petro Foolad Gharb | 225 | PCS | 225 | [55 empty] | 0
889 | BD-40-12 | EQMI04 |  | Conduit | Bushing | HDG Bushing, Size 25 mm | 25mm | 1071-O2-EL-PO-030-6024-A0-0-002-Rev.01 | OPEN PACKING LIST | Toseye Sanayeh Petro Foolad Gharb | 100 | PCS | 100 | [55 empty] | 0
890 | CR-40-02 | EQMI04 |  | Conduit | Bushing | HDG Bushing, Size 25 mm | 25mm | 1071-O2-EL-PO-030-6024-A0-0-002-Rev.01 | OPEN PACKING LIST | Toseye Sanayeh Petro Foolad Gharb | 1030 | PCS | 360 |  | ODCC-EL-IGC-0045 | IGC | 2020-12-02 | 70 | 70 |  | ODCC-EL-IGC-0052 | IGC | 2020-12-24 | 100 | 100 |  | ODCC-EL-IGC-0101 | IGC | 2021-05-18 | 500 | 500 | [37 empty] | 670
891 | CR-40-03 | EQMI04 |  | Conduit | Bushing | HDG Bushing, Size 25 mm | 25mm | 1071-O2-EL-PO-030-6024-A0-0-002-Rev.01 | OPEN PACKING LIST | Toseye Sanayeh Petro Foolad Gharb | 1051 | PCS | 0 |  | ODCC-EL-IGC-0045 | IGC | 2020-12-02 | 70 | 70 |  | ODCC-EL-IGC-0052 | IGC | 2020-12-24 | 100 | 100 |  | ODCC-EL-IGC-0069 | IGC | 2020-02-12 | 881 | 881 | [37 empty] | 1051
892 | RIB-40-01 | EQMI04 |  | Conduit | Bushing | HDG Bushing, Size 25 mm | 25mm | 1071-O2-EL-PO-030-6024-A0-0-002-Rev.01 | OPEN PACKING LIST | Toseye Sanayeh Petro Foolad Gharb | 550 | PCS | 0 |  | ODCC-EL-IGC-0045 | IGC | 2020-12-02 | 70 | 70 |  | ODCC-EL-IGC-0081 | IGC | 2021-03-30 | 300 | 300 |  | ODCC-EL-IGC-0162 | IGC | 2021-10-17 | 180 | 180 | [37 empty] | 550
893 | RIB-40-02 | EQMI04 |  | Conduit | Bushing | HDG Bushing, Size 25 mm | 25mm | 1071-O2-EL-PO-030-6024-A0-0-002-Rev.01 | OPEN PACKING LIST | Toseye Sanayeh Petro Foolad Gharb | 520 | PCS | 50 |  | ODCC-EL-IGC-0045 | IGC | 2020-12-02 | 70 | 70 |  | ODCC-EL-IGC-0052 | IGC | 2020-12-24 | 100 | 100 |  | ODCC-EL-IGC-0081 | IGC | 2021-03-30 | 300 | 300 | [37 empty] | 470
894 | RIB-40-03 | EQMI04 |  | Conduit | Bushing | HDG Bushing, Size 25 mm | 25mm | 1071-O2-EL-PO-030-6024-A0-0-002-Rev.01 | OPEN PACKING LIST | Toseye Sanayeh Petro Foolad Gharb | 630 | PCS | 0 |  | ODCC-EL-IGC-0045 | IGC | 2020-12-02 | 70 | 70 |  | ODCC-EL-IGC-0052 | IGC | 2020-12-24 | 100 | 100 |  | ODCC-EL-IGC-0081 | IGC | 2021-03-30 | 300 | 300 |  | ODCC-EL-IGC-0200 | IGC | 2021-12-21 | 160 | 160 | [31 empty] | 630
895 | SS-40-03 | EQMI04 |  | Conduit | Bushing | HDG Bushing, Size 25 mm | 25mm | 1071-O2-EL-PO-030-6024-A0-0-002-Rev.01 | OPEN PACKING LIST | Toseye Sanayeh Petro Foolad Gharb | 895 | PCS | 95 |  | ODCC-EL-IGC-0101 | IGC | 2021-05-18 | 500 | 500 |  | ODCC-EL-IGC-0200 | IGC | 2021-12-21 | 300 | 300 | [43 empty] | 800
896 | SS-40-04 | EQMI04 |  | Conduit | Bushing | HDG Bushing, Size 25 mm | 25mm | 1071-O2-EL-PO-030-6024-A0-0-002-Rev.01 | OPEN PACKING LIST | Toseye Sanayeh Petro Foolad Gharb | 926 | PCS | 0 |  | ODCC-EL-IGC-0101 | IGC | 2021-05-18 | 500 | 500 |  | ODCC-EL-IGC-0162 | IGC | 2021-10-17 | 426 | 426 | [43 empty] | 926
897 | SS-40-05 | EQMI04 |  | Conduit | Bushing | HDG Bushing, Size 25 mm | 25mm | 1071-O2-EL-PO-030-6024-A0-0-002-Rev.01 | OPEN PACKING LIST | Toseye Sanayeh Petro Foolad Gharb | 827 | PCS | 0 |  | ODCC-EL-IGC-0052 | IGC | 2020-12-24 | 100 | 100 |  | ODCC-EL-IGC-0069 | IGC | 2020-02-12 | 727 | 727 | [43 empty] | 827
898 | RIB-40-01 | EQMW03 |  | Conduit | Flexible | Flexible metal conduit with PVC cover according to BS 61386 Size 20mm | 20mm | 1071-O2-EL-PO-030-6024-A0-0-002-Rev.01 | OPEN PACKING LIST | Toseye Sanayeh Petro Foolad Gharb | 200 | meter | 200 | [55 empty] | 0
899 | RIB-40-02 | EQMW03 |  | Conduit | Flexible | Flexible metal conduit with PVC cover according to BS 61386 Size 20mm | 20mm | 1071-O2-EL-PO-030-6024-A0-0-002-Rev.01 | OPEN PACKING LIST | Toseye Sanayeh Petro Foolad Gharb | 300 | meter | 300 | [55 empty] | 0
900 | RIB-40-03 | EQMW03 |  | Conduit | Flexible | Flexible metal conduit with PVC cover according to BS 61386 Size 20mm | 20mm | 1071-O2-EL-PO-030-6024-A0-0-002-Rev.01 | OPEN PACKING LIST | Toseye Sanayeh Petro Foolad Gharb | 250 | meter | 250 | [55 empty] | 0
901 | CR-40-01 | EQMW03 |  | Conduit | Flexible | Flexible metal conduit with PVC cover according to BS 61386 Size 20mm | 20mm | 1071-O2-EL-PO-030-6024-A0-0-002-Rev.01 | OPEN PACKING LIST | Toseye Sanayeh Petro Foolad Gharb | 150 | meter | 150 | [55 empty] | 0
902 | CR-40-02 | EQMW03 |  | Conduit | Flexible | Flexible metal conduit with PVC cover according to BS 61386 Size 20mm | 20mm | 1071-O2-EL-PO-030-6024-A0-0-002-Rev.01 | OPEN PACKING LIST | Toseye Sanayeh Petro Foolad Gharb | 150 | meter | 150 | [55 empty] | 0
903 | CR-40-03 | EQMW03 |  | Conduit | Flexible | Flexible metal conduit with PVC cover according to BS 61386 Size 20mm | 20mm | 1071-O2-EL-PO-030-6024-A0-0-002-Rev.01 | OPEN PACKING LIST | Toseye Sanayeh Petro Foolad Gharb | 150 | meter | 150 | [55 empty] | 0
904 | SS-40-03 | EQMW03 |  | Conduit | Flexible | Flexible metal conduit with PVC cover according to BS 61386 Size 20mm | 20mm | 1071-O2-EL-PO-030-6024-A0-0-002-Rev.01 | OPEN PACKING LIST | Toseye Sanayeh Petro Foolad Gharb | 150 | meter | 150 | [55 empty] | 0
905 | SS-40-04 | EQMW03 |  | Conduit | Flexible | Flexible metal conduit with PVC cover according to BS 61386 Size 20mm | 20mm | 1071-O2-EL-PO-030-6024-A0-0-002-Rev.01 | OPEN PACKING LIST | Toseye Sanayeh Petro Foolad Gharb | 65 | meter | 65 | [55 empty] | 0
906 | SS-40-05 | EQMW03 |  | Conduit | Flexible | Flexible metal conduit with PVC cover according to BS 61386 Size 20mm | 20mm | 1071-O2-EL-PO-030-6024-A0-0-002-Rev.01 | OPEN PACKING LIST | Toseye Sanayeh Petro Foolad Gharb | 100 | meter | 100 | [55 empty] | 0
907 | SS-40-09 | EQMW03 |  | Conduit | Flexible | Flexible metal conduit with PVC cover according to BS 61386 Size 20mm | 20mm | 1071-O2-EL-PO-030-6024-A0-0-002-Rev.01 | OPEN PACKING LIST | Toseye Sanayeh Petro Foolad Gharb | 85 | meter | 85 | [55 empty] | 0
908 | 51 | EQMF13 | 51-55-75 | Conduit | Female Metal | Female Metal Connector Size 100mm | 100mm | 1071-O2-EL-PO-008-6011-A0-0-004 | OPEN PACKING LIST | Toseye Sanayeh Petro Foolad Gharb | 26 | PCS | 26 | [55 empty] | 0
909 | 51 | EQMF19 | 51-55-75 | Conduit | Female Metal | Female Metal Connector Size 125mm | 125mm | 1071-O2-EL-PO-008-6011-A0-0-004 | OPEN PACKING LIST | Toseye Sanayeh Petro Foolad Gharb | 7 | PCS | 7 | [55 empty] | 0
910 | 51 | EQMH19 | 51-55-75 | Conduit | Clamp for unistrut | HDG CONDUIT Clamp for Unistrut Channel, Size 125mm | 125mm | 1071-O2-EL-PO-008-6011-A0-0-004 | OPEN PACKING LIST | Toseye Sanayeh Petro Foolad Gharb | 50 | PCS | 50 | [55 empty] | 0
911 | 51 | EQMA08 | 51-55-75 | Conduit | Conduit | Steel Conduit, Rigid (HDG)length 6m Size 63mm | 63mm | 1071-O2-EL-PO-008-6011-A0-0-004 | OPEN PACKING LIST | Toseye Sanayeh Petro Foolad Gharb | 1 | PCS | 1 | [55 empty] | 0
912 | 51 | EQMW06 | 51-55-75 | Conduit | Flexible | Flexible metal conduit with PVC cover,Size 20mm | 20mm | 1071-O2-EL-PO-008-6011-A0-0-004 | OPEN PACKING LIST | Toseye Sanayeh Petro Foolad Gharb | 25 | meter | 25 | [55 empty] | 0
913 | 51 | EQMC07 | 51-55-75 | Conduit | Coupling | HDG Coupling, Size 50 mm | 50mm | 1071-O2-EL-PO-008-6011-A0-0-004 | OPEN PACKING LIST | Toseye Sanayeh Petro Foolad Gharb | 1 | PCS | 1 | [55 empty] | 0
914 | 51 | - | 51-55-75 | Conduit | Washer | Dlchromate flat Washer M6 | M6 | 1071-O2-EL-PO-008-6011-A0-0-004 | OPEN PACKING LIST | Toseye Sanayeh Petro Foolad Gharb | 3740 | PCS | 3740 | [55 empty] | 0
915 | SS-40-09 | ECCR2CCB1125DTT | U48/09-VLSV-01-48-A1-08 | Cable | LV | NYKYRGbY-O 48x2.5 mm2 (Drum No.: 16-1646) | 48*2.5 | 1071-O2 -EL-PO-002-6002-A0-1-005 | OPEN PACKING LIST | Kerman Cable Industries | 318 | meter | 0 |  | ODCC-EL-IGC-0214 | IGC | 2022-01-11 | 318 | 318 | [49 empty] | 318
916 | SS-40-09 | ECCR2CCB1125DTT | U48/09-VLSV-01-48-A1-07 | Cable | LV | NYKYRGbY-O 48x2.5 mm2 (Drum No.: 16-1647) | 48*2.5 | 1071-O2 -EL-PO-002-6002-A0-1-005 | OPEN PACKING LIST | Kerman Cable Industries | 324 | meter | 0 |  | ODCC-EL-IGC-0214 | IGC | 2022-01-11 | 324 | 324 | [49 empty] | 324
917 | SS-40-09 | ECCR2CCB1125DTT | U48/09-VLSV-01-48-A1-01 | Cable | LV | NYKYRGbY-O 48x2.5 mm2 (Drum No.: 18-1648) | 48*2.5 | 1071-O2 -EL-PO-002-6002-A0-1-005 | OPEN PACKING LIST | Kerman Cable Industries | 421 | meter | 0 |  | ODCC-EL-IGC-0214 | IGC | 2022-01-11 | 421 | 421 | [49 empty] | 421
918 | SS-40-09 | ECCR2CCB1125DTT | U48/09-VLSV-01-48-A1-04 | Cable | LV | NYKYRGbY-O 48x2.5 mm2 (Drum No.: 18-1651) | 48*2.5 | 1071-O2 -EL-PO-002-6002-A0-1-005 | OPEN PACKING LIST | Kerman Cable Industries | 432 | meter | 0 |  | ODCC-EL-IGC-0214 | IGC | 2022-01-11 | 432 | 432 | [49 empty] | 432
919 | SS-40-09 | ECCR2CCB1125DTT | U48/09-VLSV-01-48-A1-05 | Cable | LV | NYKYRGbY-O 48x2.5 mm2 (Drum No.: 18-1652) | 48*2.5 | 1071-O2 -EL-PO-002-6002-A0-1-005 | OPEN PACKING LIST | Kerman Cable Industries | 432 | meter | 0 |  | ODCC-EL-IGC-0214 | IGC | 2022-01-11 | 432 | 432 | [49 empty] | 432
920 | SS-40-09 | ECCR2CCB1125DTT | U48/09-VLSV-01-48-A1-06 | Cable | LV | NYKYRGbY-O 48x2.5 mm2 (Drum No.: 18-1653) | 48*2.5 | 1071-O2 -EL-PO-002-6002-A0-1-005 | OPEN PACKING LIST | Kerman Cable Industries | 432 | meter | 0 |  | ODCC-EL-IGC-0214 | IGC | 2022-01-11 | 432 | 432 | [49 empty] | 432
921 | SS-40-09 | ECCR2CCB1125DTT | U48/09-VLSV-01-48-A1-02 | Cable | LV | NYKYRGbY-O 48x2.5 mm2 (Drum No.: 19-1649) | 48*2.5 | 1071-O2 -EL-PO-002-6002-A0-1-005 | OPEN PACKING LIST | Kerman Cable Industries | 421 | meter | 0 |  | ODCC-EL-IGC-0214 | IGC | 2022-01-11 | 421 | 421 | [49 empty] | 421
922 | SS-40-09 | ECCR2CCB1125DTT | U48/09-VLSV-01-48-A1-03 | Cable | LV | NYKYRGbY-O 48x2.5 mm2 (Drum No.: 19-1650) | 48*2.5 | 1071-O2 -EL-PO-002-6002-A0-1-005 | OPEN PACKING LIST | Kerman Cable Industries | 421 | meter | 0 |  | ODCC-EL-IGC-0214 | IGC | 2022-01-11 | 421 | 421 | [49 empty] | 421
923 | 51 | ECCS2CCB1118DTT | U51-VLSV-01-20-A1-01 | Cable | Control | NYKYRGbY-O 20x2.5 mm2 (Drum No.: 14-1507) | 20*2.5 | 1071-O2 -EL-PO-002-6002-A0-1-005 | OPEN PACKING LIST | Kerman Cable Industries | 562 | meter | 562 | آیتم کد مشکل دارد | [54 empty] | 0
924 | 51 | ECCS2CCB1118DTT | U51-VLSV-01-20-A1-02 | Cable | Control | NYKYRGbY-O 20x2.5 mm2 (Drum No.: 14-1508) | 20*2.5 | 1071-O2 -EL-PO-002-6002-A0-1-005 | OPEN PACKING LIST | Kerman Cable Industries | 562 | meter | 562 | آیتم کد مشکل دارد | [54 empty] | 0
925 | 51 | ECCR2CCB1110DTT | U51-VLSV-01-7-A1-14 | Cable | Control | NYKYRGbY-O 7x2.5 mm2 (Drum No.: 14-1524) | 7*2.5 | 1071-O2 -EL-PO-002-6002-A0-1-005 | OPEN PACKING LIST | Kerman Cable Industries | 1250 | meter | 0 |  | ODCC-EL-IGC-0173 | IGC | 2021-11-17 | 1250 | [50 empty] | 1250
926 | 51 | ECCR2CCB1113DTT | U51-VLSV-01-12-A1-01 | Cable | Control | NYKYRGbY-O 12x2.5 mm2 (Drum No.: 16-1514) | 12*2.5 | 1071-O2 -EL-PO-002-6002-A0-1-005 | OPEN PACKING LIST | Kerman Cable Industries | 1195 | meter | 0 |  | ODCC-EL-IGC-0173 | IGC | 2021-11-17 | 1195 | [50 empty] | 1195
927 | 51 | ECCR2CCB1113DTT | U51-VLSV-01-12-A1-03 | Cable | Control | NYKYRGbY-O 12x2.5 mm2 (Drum No.: 19-1515) | 12*2.5 | 1071-O2 -EL-PO-002-6002-A0-1-005 | OPEN PACKING LIST | Kerman Cable Industries | 1298 | meter | 0 |  | ODCC-EL-IGC-0173 | IGC | 2021-11-17 | 1298 | [50 empty] | 1298
928 | 51 | ECCR2CCB1113DTT | U51-VLSV-01-12-A1-02 | Cable | Control | NYKYRGbY-O 12x2.5 mm2 (Drum No.: 19-1516) | 12*2.5 | 1071-O2 -EL-PO-002-6002-A0-1-005 | OPEN PACKING LIST | Kerman Cable Industries | 1298 | meter | 0 |  | ODCC-EL-IGC-0173 | IGC | 2021-11-17 | 1298 | [50 empty] | 1298
929 | SS-40-09 | ECCV1CCB1104GGT | U48/09-XSV-01-4-A4-02 | Cable | LV | N2XRGbY-O 4x10 mm2 (Drum No.: 9-1628) | 4*10 | 1071-O2 -EL-PO-002-6002-A0-1-005 | OPEN PACKING LIST | Kerman Cable Industries | 226 | meter | 0 |  | ODCC-EL-IGC-0224 | IGC | 2022-01-22 | 226 | 226 | [49 empty] | 226
930 | SS-40-09 | ECCV1CCB1104HHT | U48/09-XSV-01-4-A5-01 | Cable | LV | N2XRGbY-O 4x16 mm2 (Drum No.: 9-1629) | 4*16 | 1071-O2 -EL-PO-002-6002-A0-1-005 | OPEN PACKING LIST | Kerman Cable Industries | 96 | meter | 0 |  | ODCC-EL-IGC-0224 | IGC | 2022-01-22 | 96 | 96 | [49 empty] | 96
931 | SS-40-09 | ECCV1CCB1105NLT | U48/09-XSV-01-4-AB-01 | Cable | LV | N2XRGbY-O 3x120/70 mm2 (Drum No.: 14-1657) | 3*120+70 | 1071-O2 -EL-PO-002-6002-A0-1-005 | OPEN PACKING LIST | Kerman Cable Industries | 248 | meter | 0 |  | ODCC-EL-IGC-0224 | IGC | 2022-01-22 | 248 | 248 | [49 empty] | 248
932 | SS-40-09 | ECCV1CCB1102DDT | U48/09-XSV-01-2-A1-01 | Cable | LV | N2XRGbY-O 2x2.5 mm2 (Drum No.: 8-1630) | 2*2.5 | 1071-O2 -EL-PO-002-6002-A0-1-005 | OPEN PACKING LIST | Kerman Cable Industries | 132 | meter | 132 | [55 empty] | 0
933 | SS-40-09 | ECCV1CCB1104GTG | U48/09-XSV-01-4-A4-01 | Cable | LV | N2XRGbY-J 4x10 mm2 (Drum No.: 8-1631) | 4*10 | 1071-O2 -EL-PO-002-6002-A0-1-005 | OPEN PACKING LIST | Kerman Cable Industries | 53 | meter | 0 |  | ODCC-EL-IGC-0224 | IGC | 2022-01-22 | 53 | 53 | [49 empty] | 53
934 | 55 | ECCV1CCB1104DDD | U55-XSV-01-4-A1-01 | Cable | LV | N2XRGbY-J 4x2.5 mm2 (Drum No.: 8-1632) | 4*2.5 | 1071-O2 -EL-PO-002-6002-A0-1-005 | OPEN PACKING LIST | Kerman Cable Industries | 51 | meter | 0 |  | ODCC-EL-IGC-0229 | IGC | 2022-01-25 | 51 | 51 | [49 empty] | 51
935 | 51 | ECCV1CCB1104DDD | U51-XSV-01-4-A1-01 | Cable | LV | N2XRGbY-J 4x2.5 mm2 (Drum No.: 8-1633) | 4*2.5 | 1071-O2 -EL-PO-002-6002-A0-1-005 | OPEN PACKING LIST | Kerman Cable Industries | 103 | meter | 0 |  | ODCC-EL-IGC-0206 | IGC | 2021-12-28 | 103 | 103 | [49 empty] | 103
936 | 51 | ECCV1CCB1104FFF | U51-XSV-01-4-A3-01 | Cable | LV | N2XRGbY-J 4x6 mm2 (Drum No.: 11-1635) | 4*6 | 1071-O2 -EL-PO-002-6002-A0-1-005 | OPEN PACKING LIST | Kerman Cable Industries | 525 | meter | 0 |  | ODCC-EL-IGC-0197 | IGC | 2021-12-15 | 525 | 525 | [49 empty] | 525
937 | 55 | ECCV1CCB1104FFF | U55-XSV-01-4-A3-01 | Cable | LV | N2XRGbY-J 4x6 mm2 (Drum No.: 8-1634) | 4*6 | 1071-O2 -EL-PO-002-6002-A0-1-005 | OPEN PACKING LIST | Kerman Cable Industries | 273 | meter | 0 |  | ODCC-EL-IGC-0113 | IGC | 2021-06-04 | 273 | 273 | [49 empty] | 273
938 | 51 | ECCT1CCB1103ETT | U51-XLSV-01-3-A2-01 | Cable | LV | N2XKYRGbY-O 3x4 mm2 (Drum No.: 10-1521) | 3*4 | 1071-O2 -EL-PO-002-6002-A0-1-005 | OPEN PACKING LIST | Kerman Cable Industries | 221 | meter | 221 | [55 empty] | 0
939 | 51 | ECCT1CCB1102FFT | U51-XLSV-01-2-A3-01 | Cable | LV | N2XKYRGbY-O 2x6 mm2 (Drum No.: 14-1522) | 2*6 | 1071-O2 -EL-PO-002-6002-A0-1-005 | OPEN PACKING LIST | Kerman Cable Industries | 767 | meter | 0 |  | ODCC-EL-IGC-0163 | IGC | 2021-10-23 | 767 | 767 | [49 empty] | 767
940 | SS-40-09 | ECCT1CCB1104GGT | U48/09-XLSV-01-4-A4-01 | Cable | LV | N2XKYRGbY-O 4x10 mm2 (Drum No.: 10-1511) | 4*10 | 1071-O2 -EL-PO-002-6002-A0-1-005 | OPEN PACKING LIST | Kerman Cable Industries | 108 | meter | 0 |  | ODCC-EL-IGC-0224 | IGC | 2022-01-22 | 108 | 108 | [49 empty] | 108
941 | 51 | ECCT1CCB1104GGT | U51-XLSV-01-4-A4-01 | Cable | LV | N2XKYRGbY-O 4x10 mm2 (Drum No.: 14-1512) | 4*10 | 1071-O2 -EL-PO-002-6002-A0-1-005 | OPEN PACKING LIST | Kerman Cable Industries | 525 | meter | 0 |  | ODCC-EL-IGC-0136 | IGC | 2021-08-09 | 525 | 525 |  | ODCC-EL-EXR-0016 | EXIR | 2021-12-30 | 159 | 159 | [37 empty] | ODCC-EL-IGC-0014 | IGC | 2021-12-04 | 159 | 159 | MTR TO EXIR | 525
942 | SS-40-09 | ECCT1CCB1102OOT | U48/09-XLSV-01-2-AC-01 | Cable | LV | N2XKYRGbY-O 2x150 mm2 (Drum No.: 18-1664) | 2*150 | 1071-O2 -EL-PO-002-6002-A0-1-005 | OPEN PACKING LIST | Kerman Cable Industries | 432 | meter | 0 |  | ODCC-EL-IGC-0214 | IGC | 2022-01-11 | 432 | 432 | [49 empty] | 432
943 | SS-40-09 | ECCT1CCB1105PMT | U48/09-XLSV-01-4-AD-01 | Cable | LV | N2XKYRGbY-O 3x185/95 mm2 (Drum No.: 20-1665) | 3*185+95 | 1071-O2 -EL-PO-002-6002-A0-1-005 | OPEN PACKING LIST | Kerman Cable Industries | 216 | meter | 0 |  | ODCC-EL-IGC-0224 | IGC | 2022-01-22 | 216 | 216 | [49 empty] | 216
944 | 51 | ECCT1CCB1103EEE | U51-XLSV-01-3-A2-02 | Cable | LV | N2XKYRGbY-J 3x4 mm2 (Drum No.: 11-1523) | 3*4 | 1071-O2 -EL-PO-002-6002-A0-1-005 | OPEN PACKING LIST | Kerman Cable Industries | 437 | meter | 0 |  | ODCC-EL-IGC-0169 | IGC | 2021-11-10 | 437 | 437 | [49 empty] | 437
945 | 51 | ECCT1CCB1104GGT | U51-XLSV-01-4-A4-02 | Cable | LV | N2XKYRGbY-J 4x10 mm2 (Drum No.: 14-1513) | 4*10 | 1071-O2 -EL-PO-002-6002-A0-1-005 | OPEN PACKING LIST | Kerman Cable Industries | 654 | meter | 0 |  | ODCC-EL-IGC-0159 | IGC | 2021-10-03 | 654 | 654 | [49 empty] | 654
946 | 55 | ECCT1CCB1103NTT | U55-XLSV-01-3-AB-01/A | Cable | LV | N2XKYRGbY-O 3x120 mm2 (Drum No.: 20-1581) | 3*120 | 1071-O2 -EL-PO-002-6002-A0-1-005 | OPEN PACKING LIST | Kerman Cable Industries | 409 | meter | 117 | MRV | ODCC-EL-IGC-0103 | IGC | 2021-05-18 | 409 | 409 | [43 empty] | ODCC-EL-IGC-0008 | IGC | 2021-08-26 | 117 |  |  | 292
947 | 55 | ECCT1CCB1103NTT | U55-XLSV-01-3-AB-01/B | Cable | LV | N2XKYRGbY-O 3x120 mm2 (Drum No.: 20-1614) | 3*120 | 1071-O2 -EL-PO-002-6002-A0-1-005 | OPEN PACKING LIST | Kerman Cable Industries | 407 | meter | 0 |  | ODCC-EL-IGC-0121 | IGC | 2021-06-22 | 407 | 407 | [49 empty] | 407
948 | 51 | ECCR2CCB1110DTT | U51-VLSV-01-7-A1-01 | Cable | Control | NYKYRGBY-O 7x2.5 mm2 (Drum No.: 16-3614) | 7*2.5 | 1071-O2-EL-PO-002-6002-A0-1-006 | OPEN PACKING LIST | Kerman Cable Industries | 1328 | meter | 0 |  | ODCC-EL-IGC-0173 | IGC | 2021-11-17 | 1328 | [50 empty] | 1328
949 | 51 | ECCR2CCB1110DTT | U51-VLSV-01-7-A1-02 | Cable | Control | NYKYRGBY-O 7x2.5 mm2 (Drum No.: 16-3620) | 7*2.5 | 1071-O2-EL-PO-002-6002-A0-1-006 | OPEN PACKING LIST | Kerman Cable Industries | 1430 | meter | 0 |  | ODCC-EL-IGC-0173 | IGC | 2021-11-17 | 1430 | [50 empty] | 1430
950 | 51 | ECCR2CCB1110DTT | U51-VLSV-01-7-A1-03 | Cable | Control | NYKYRGBY-O 7x2.5 mm2 (Drum No.: 16-3603) | 7*2.5 | 1071-O2-EL-PO-002-6002-A0-1-006 | OPEN PACKING LIST | Kerman Cable Industries | 1330 | meter | 0 |  | ODCC-EL-IGC-0173 | IGC | 2021-11-17 | 1330 | [50 empty] | 1330
951 | 51 | ECCR2CCB1110DTT | U51-VLSV-01-7-A1-04 | Cable | Control | NYKYRGBY-O 7x2.5 mm2 (Drum No.: 16-3602) | 7*2.5 | 1071-O2-EL-PO-002-6002-A0-1-006 | OPEN PACKING LIST | Kerman Cable Industries | 1327 | meter | 0 |  | ODCC-EL-IGC-0173 | IGC | 2021-11-17 | 1327 | [50 empty] | 1327
952 | 75 | ECCR2CCB1110DTT | U75-VLSV-01-7-A1-01 | Cable | Control | NYKYRGBY-O 7x2.5 mm2 (Drum No.: 16-3612) | 7*2.5 | 1071-O2-EL-PO-002-6002-A0-1-006 | OPEN PACKING LIST | Kerman Cable Industries | 1270 | meter | 0 |  | ODCC-EL-IGC-0105 | IGC | 2021-05-23 | 1270 | 1270 | [49 empty] | 1270
953 | 51 | ECCR2CCB1110DTT | U51-VLSV-01-7-A1-06 | Cable | Control | NYKYRGBY-O 7x2.5 mm2 (Drum No.: 18-2523) | 7*2.5 | 1071-O2-EL-PO-002-6002-A0-1-006 | OPEN PACKING LIST | Kerman Cable Industries | 1358 | meter | 0 |  | ODCC-EL-IGC-0173 | IGC | 2021-11-17 | 1358 | [50 empty] | 1358
954 | 51 | ECCR2CCB1110DTT | U51-VLSV-01-7-A1-07 | Cable | Control | NYKYRGBY-O 7x2.5 mm2 (Drum No.: 14-10544) | 7*2.5 | 1071-O2-EL-PO-002-6002-A0-1-006 | OPEN PACKING LIST | Kerman Cable Industries | 1189 | meter | 0 |  | ODCC-EL-IGC-0173 | IGC | 2021-11-17 | 1189 | [50 empty] | 1189
955 | 51 | ECCR2CCB1110DTT | U51-VLSV-01-7-A1-08 | Cable | Control | NYKYRGBY-O 7x2.5 mm2 (Drum No.: 18-2524) | 7*2.5 | 1071-O2-EL-PO-002-6002-A0-1-006 | OPEN PACKING LIST | Kerman Cable Industries | 1374 | meter | 0 |  | ODCC-EL-IGC-0173 | IGC | 2021-11-17 | 1374 | [50 empty] | 1374
956 | 51 | ECCR2CCB1110DTT | U51-VLSV-01-7-A1-09 | Cable | Control | NYKYRGBY-O 7x2.5 mm2 (Drum No.: 14-10561) | 7*2.5 | 1071-O2-EL-PO-002-6002-A0-1-006 | OPEN PACKING LIST | Kerman Cable Industries | 1096 | meter | 0 |  | ODCC-EL-IGC-0173 | IGC | 2021-11-17 | 1096 | [50 empty] | 1096
957 | 51 | ECCR2CCB1110DTT | U51-VLSV-01-7-A1-11 | Cable | Control | NYKYRGBY-O 7x2.5 mm2 (Drum No.: 14-10551) | 7*2.5 | 1071-O2-EL-PO-002-6002-A0-1-006 | OPEN PACKING LIST | Kerman Cable Industries | 998 | meter | 0 |  | ODCC-EL-IGC-0173 | IGC | 2021-11-17 | 998 | [50 empty] | 998
958 | 51 | ECCR2CCB1110DTT | U51-VLSV-01-7-A1-12 | Cable | Control | NYKYRGBY-O 7x2.5 mm2 (Drum No.: 16-3617) | 7*2.5 | 1071-O2-EL-PO-002-6002-A0-1-006 | OPEN PACKING LIST | Kerman Cable Industries | 1135 | meter | 0 |  | ODCC-EL-IGC-0173 | IGC | 2021-11-17 | 1135 | [50 empty] | 1135
959 | 51 | ECCR2CCB1110DTT | U51-VLSV-01-7-A1-13 | Cable | Control | NYKYRGBY-O 7x2.5 mm2 (Drum No.: 14-10545) | 7*2.5 | 1071-O2-EL-PO-002-6002-A0-1-006 | OPEN PACKING LIST | Kerman Cable Industries | 1200 | meter | 0 |  | ODCC-EL-IGC-0173 | IGC | 2021-11-17 | 1200 | [50 empty] | 1200
960 | 51 | ECCR2CCB1110DTT | U51-VLSV-01-7-A1-15 | Cable | Control | NYKYRGBY-O 7x2.5 mm2 (Drum No.: 16-3619) | 7*2.5 | 1071-O2-EL-PO-002-6002-A0-1-006 | OPEN PACKING LIST | Kerman Cable Industries | 1305 | meter | 0 |  | ODCC-EL-IGC-0173 | IGC | 2021-11-17 | 1305 | [50 empty] | 1305
961 | 51 | ECCR2CCB1110DTT | U51-VLSV-01-7-A1-17 | Cable | Control | NYKYRGBY-O 7x2.5 mm2 (Drum No.: 16-3618) | 7*2.5 | 1071-O2-EL-PO-002-6002-A0-1-006 | OPEN PACKING LIST | Kerman Cable Industries | 1215 | meter | 0 |  | ODCC-EL-IGC-0173 | IGC | 2021-11-17 | 1215 | [50 empty] | 1215
962 | 51 | ECCR2CCB1110DTT | U51-VLSV-01-7-A1-18 | Cable | Control | NYKYRGBY-O 7x2.5 mm2 (Drum No.: 14-10552) | 7*2.5 | 1071-O2-EL-PO-002-6002-A0-1-006 | OPEN PACKING LIST | Kerman Cable Industries | 1132 | meter | 0 |  | ODCC-EL-IGC-0173 | IGC | 2021-11-17 | 1132 | [50 empty] | 1132
963 | 51 | ECCR2CCB1110DTT | U51-VLSV-01-7-A1-20 | Cable | Control | NYKYRGBY-O 7x2.5 mm2 (Drum No.: 14-10554) | 7*2.5 | 1071-O2-EL-PO-002-6002-A0-1-006 | OPEN PACKING LIST | Kerman Cable Industries | 1122 | meter | 0 |  | ODCC-EL-IGC-0173 | IGC | 2021-11-17 | 1122 | [50 empty] | 1122
964 | 51 | ECCR2CCB1110DTT | U51-VLSV-01-7-A1-21 | Cable | Control | NYKYRGBY-O 7x2.5 mm2 (Drum No.: 14-10562) | 7*2.5 | 1071-O2-EL-PO-002-6002-A0-1-006 | OPEN PACKING LIST | Kerman Cable Industries | 1158 | meter | 0 |  | ODCC-EL-IGC-0173 | IGC | 2021-11-17 | 1158 | [50 empty] | 1158
965 | 51 | ECCR2CCB1110DTT | U51-VLSV-01-7-A1-22 | Cable | Control | NYKYRGBY-O 7x2.5 mm2 (Drum No.: 14-10556) | 7*2.5 | 1071-O2-EL-PO-002-6002-A0-1-006 | OPEN PACKING LIST | Kerman Cable Industries | 1215 | meter | 0 |  | ODCC-EL-IGC-0173 | IGC | 2021-11-17 | 1215 | [50 empty] | 1215
966 | 51 | ECCR2CCB1110DTT | U51-VLSV-01-7-A1-23 | Cable | Control | NYKYRGBY-O 7x2.5 mm2 (Drum No.: 18-2521) | 7*2.5 | 1071-O2-EL-PO-002-6002-A0-1-006 | OPEN PACKING LIST | Kerman Cable Industries | 1490 | meter | 0 |  | ODCC-EL-IGC-0173 | IGC | 2021-11-17 | 1490 | [50 empty] | 1490
967 | 51 | ECCR2CCB1110DTT | U51-VLSV-01-7-A1-24 | Cable | Control | NYKYRGBY-O 7x2.5 mm2 (Drum No.: 14-10557) | 7*2.5 | 1071-O2-EL-PO-002-6002-A0-1-006 | OPEN PACKING LIST | Kerman Cable Industries | 1230 | meter | 0 |  | ODCC-EL-IGC-0173 | IGC | 2021-11-17 | 1230 | [50 empty] | 1230
968 | 55 | ECCR2CCB1110DTT | U55-VLSV-01-7-A1-02 | Cable | Control | NYKYRGBY-O 7x2.5 mm2 (Drum No.: 16-3613) | 7*2.5 | 1071-O2-EL-PO-002-6002-A0-1-006 | OPEN PACKING LIST | Kerman Cable Industries | 1320 | meter | 0 |  | ODCC-EL-IGC-0103 | IGC | 2021-05-18 | 1320 | 1320 | [49 empty] | 1320
969 | 55 | ECCR2CCB1110DTT | U55-VLSV-01-7-A1-03 | Cable | Control | NYKYRGBY-O 7x2.5 mm2 (Drum No.: 16-3615) | 7*2.5 | 1071-O2-EL-PO-002-6002-A0-1-006 | OPEN PACKING LIST | Kerman Cable Industries | 1315 | meter | 0 |  | ODCC-EL-IGC-0103 | IGC | 2021-05-18 | 1315 | 1315 | [49 empty] | 1315
970 | 55 | ECCR2CCB1110DTT | U55-VLSV-01-7-A1-05 | Cable | Control | NYKYRGBY-O 7x2.5 mm2 (Drum No.: 14-10550) | 7*2.5 | 1071-O2-EL-PO-002-6002-A0-1-006 | OPEN PACKING LIST | Kerman Cable Industries | 974 | meter | 0 |  | ODCC-EL-IGC-0102 | IGC | 2021-05-18 | 974 | 974 | [49 empty] | 974
971 | 75 | ECCR2CCB1110DTT | U75-VLSV-01-7-A1-03 | Cable | Control | NYKYRGBY-O 7x2.5 mm2 (Drum No.: 14-10555) | 7*2.5 | 1071-O2-EL-PO-002-6002-A0-1-006 | OPEN PACKING LIST | Kerman Cable Industries | 1177 | meter | 0 |  | ODCC-EL-IGC-0105 | IGC | 2021-05-23 | 1177 | 1177 | [49 empty] | 1177
972 | 75 | ECCR2CCB1110DTT | U75-VLSV-01-7-A1-05 | Cable | Control | NYKYRGBY-O 7x2.5 mm2 (Drum No.: 14-10546) | 7*2.5 | 1071-O2-EL-PO-002-6002-A0-1-006 | OPEN PACKING LIST | Kerman Cable Industries | 1130 | meter | 0 |  | ODCC-EL-IGC-0105 | IGC | 2021-05-23 | 1130 | 1130 | [49 empty] | 1130
973 | 51 | ECCR2CCB1110DTT | U51-VLSV-01-7-A1-05 | Cable | Control | NYKYRGBY-O 7x2.5 mm2 (Drum No.: 12-4966) | 7*2.5 | 1071-O2-EL-PO-002-6002-A0-1-006 | OPEN PACKING LIST | Kerman Cable Industries | 662 | meter | 0 |  | ODCC-EL-IGC-0173 | IGC | 2021-11-17 | 662 | [50 empty] | 662
974 | 51 | ECCR2CCB1110DTT | U51-VLSV-01-7-A1-25 | Cable | Control | NYKYRGBY-O 7x2.5 mm2 (Drum No.: 12-4965) | 7*2.5 | 1071-O2-EL-PO-002-6002-A0-1-006 | OPEN PACKING LIST | Kerman Cable Industries | 628 | meter | 0 |  | ODCC-EL-IGC-0173 | IGC | 2021-11-17 | 628 | [50 empty] | 628
975 | 75 | ECCR2CCB1110DTT | U75-VLSV-01-7-A1-02 | Cable | Control | NYKYRGBY-O 7x2.5 mm2 (Drum No.: 14-10586) | 7*2.5 | 1071-O2-EL-PO-002-6002-A0-1-006 | OPEN PACKING LIST | Kerman Cable Industries | 1249 | meter | 0 |  | ODCC-EL-IGC-0105 | IGC | 2021-05-23 | 1249 | 1249 | [49 empty] | 1249
976 | 51 | ECCT1CCB1103GTT | U51-XLSV-01-3-A4-01 | Cable | LV | N2XKYRGbY-O 3x10 mm2 (Drum No.: 12-4949) | 3*10 | 1071-O2-EL-PO-002-6002-A0-1-006 | OPEN PACKING LIST | Kerman Cable Industries | 294 | meter | 0 |  | ODCC-EL-IGC-0136 | IGC | 2021-08-09 | 294 | 294 | [49 empty] | 294
977 | 51 | ECCT1CCB1103GGG | U51-XLSV-01-3-A4-02 | Cable | LV | N2XKYRGbY-J 3x10 mm2 (Drum No.: 18-2528) | 3*10 | 1071-O2-EL-PO-002-6002-A0-1-006 | OPEN PACKING LIST | Kerman Cable Industries | 1432 | meter | 0 |  | ODCC-EL-IGC-0153 | IGC | 2021-09-16 | 1432 | 1432 | [49 empty] | 1432
978 | 51 | ECCT1CCB1103GGG | U51-XLSV-01-3-A4-03 | Cable | LV | N2XKYRGbY-J 3x10 mm2 (Drum No.: 18-2525) | 3*10 | 1071-O2-EL-PO-002-6002-A0-1-006 | OPEN PACKING LIST | Kerman Cable Industries | 1312 | meter | 0 |  | ODCC-EL-IGC-0156 | IGC | 2021-09-28 | 1312 | 1312 | [49 empty] | 1312
979 | 51 | ECCT1CCB1103GGG | U51-XLSV-01-3-A4-04 | Cable | LV | N2XKYRGbY-J 3x10 mm2 (Drum No.: 18-2526) | 3*10 | 1071-O2-EL-PO-002-6002-A0-1-006 | OPEN PACKING LIST | Kerman Cable Industries | 1313 | meter | 0 |  | ODCC-EL-IGC-0156 | IGC | 2021-09-28 | 1313 | 1313 | [49 empty] | 1313
980 | 55 | ECCT1CCB1103GGG | U55-XLSV-01-3-A4-01 | Cable | LV | N2XKYRGbY-J 3x10 mm2 (Drum No.: 12-4950) | 3*10 | 1071-O2-EL-PO-002-6002-A0-1-006 | OPEN PACKING LIST | Kerman Cable Industries | 577 | meter | 0 |  | ODCC-EL-IGC-0106 | IGC | 2021-05-27 | 577 | 577 | [49 empty] | 577
981 | 75 | ECCT1CCB1103GGG | U75-XLSV-01-3-A4-01 | Cable | LV | N2XKYRGbY-J 3x10 mm2 (Drum No.: 18-2527) | 3*10 | 1071-O2-EL-PO-002-6002-A0-1-006 | OPEN PACKING LIST | Kerman Cable Industries | 1350 | meter | 0 |  | ODCC-EL-IGC-0106 | IGC | 2021-05-27 | 1350 | 1350 | [49 empty] | 1350
982 | 51 | ECCT1CCB1102GGT | U51-XLSV-01-2-A4-01 | Cable | LV | N2XKYRGbY-O 2x10 mm2 (Drum No.: 16-3616) | 2*10 | 1071-O2-EL-PO-002-6002-A0-1-006 | OPEN PACKING LIST | Kerman Cable Industries | 1328 | meter | 0 |  | ODCC-EL-IGC-0156 | IGC | 2021-09-28 | 1328 | 1328 | [49 empty] | 1328
983 | 51 | ECCT1CCB1102GGT | U51-XLSV-01-2-A4-02 | Cable | LV | N2XKYRGbY-O 2x10 mm2 (Drum No.: 14-10553) | 2*10 | 1071-O2-EL-PO-002-6002-A0-1-006 | OPEN PACKING LIST | Kerman Cable Industries | 955 | meter | 0 |  | ODCC-EL-IGC-0156 | IGC | 2021-09-28 | 955 | 955 | [49 empty] | 955
984 | SS-40-09 | ECCT1CCB1102GGT | U48/09-XLSV-01-2-A4-01 | Cable | LV | N2XKYRGbY-O 2x10 mm2 (Drum No.: 11-5440) | 2*10 | 1071-O2-EL-PO-002-6002-A0-1-006 | OPEN PACKING LIST | Kerman Cable Industries | 134 | meter | 0 |  | ODCC-EL-IGC-0224 | IGC | 2022-01-22 | 134 | 134 | [49 empty] | 134
985 | 51 | ECCR2CCB1112DTT | U51-VLSV-01-10-A1-01 | Cable | Control | NYKYRGBY-O 10x2.5 mm2 (Drum No.: 18-2531) | 10*2.5 | 1071-O2-EL-PO-002-6002-A0-1-006 | OPEN PACKING LIST | Kerman Cable Industries | 1499 | meter | 0 |  | ODCC-EL-IGC-0110 | IGC | 2021-06-02 | 1499 | 1499 | [49 empty] | 1499
986 | 51 | ECCR2CCB1112DTT | U51-VLSV-01-10-A1-02 | Cable | Control | NYKYRGBY-O 10x2.5 mm2 (Drum No.: 18-2530) | 10*2.5 | 1071-O2-EL-PO-002-6002-A0-1-006 | OPEN PACKING LIST | Kerman Cable Industries | 1470 | meter | 0 |  | ODCC-EL-IGC-0110 | IGC | 2021-06-02 | 1470 | 1470 | [49 empty] | 1470
987 | 55 | ECCR2CCB1113DTT | U55-VLSV-01-10-A1-01 | Cable | Control | NYKYRGBY-O 10x2.5 mm2 (Drum No.: 18-2532) | 10*2.5 | 1071-O2-EL-PO-002-6002-A0-1-006 | OPEN PACKING LIST | Kerman Cable Industries | 1499 | meter | 0 |  | ODCC-EL-IGC-0105 | IGC | 2021-05-23 | 1499 | 1499 | [49 empty] | 1499
988 | 75 | ECCR2CCB1112DTT | U75-VLSV-01-10-A1-01 | Cable | Control | NYKYRGBY-O 10x2.5 mm2 (Drum No.: 16-3621) | 10*2.5 | 1071-O2-EL-PO-002-6002-A0-1-006 | OPEN PACKING LIST | Kerman Cable Industries | 844 | meter | 0 |  | ODCC-EL-IGC-0110 | IGC | 2021-06-02 | 844 | 844 | [49 empty] | 844
989 | 75 | ECCR2CCB1112DTT | U75-VLSV-01-10-A1-02 | Cable | Control | NYKYRGBY-O 10x2.5 mm2 (Drum No.: 12-4951) | 10*2.5 | 1071-O2-EL-PO-002-6002-A0-1-006 | OPEN PACKING LIST | Kerman Cable Industries | 675 | meter | 142 | MRV | ODCC-EL-IGC-0110 | IGC | 2021-06-02 | 675 | 675 | [43 empty] | ODCC-EL-IGC-0008 | IGC | 2021-08-26 | 142 |  |  | 533
990 | 51 | ECCT1CCB1103FFF | U51-XLSV-01-3-A3-02 | Cable | LV | N2XKYRGbY-J 3x6 mm2 (Drum No.: 18-2529) | 3*6 | 1071-O2-EL-PO-002-6002-A0-1-006 | OPEN PACKING LIST | Kerman Cable Industries | 1380 | meter | 0 |  | ODCC-EL-IGC-0136 | IGC | 2021-08-09 | 1380 | 1380 | [49 empty] | 1380
991 | 51 | ECCT1CCB1103FFF | U51-XLSV-01-3-A3-05 | Cable | LV | N2XKYRGbY-J 3x6 mm2 (Drum No.: 14-10558) | 3*6 | 1071-O2-EL-PO-002-6002-A0-1-006 | OPEN PACKING LIST | Kerman Cable Industries | 1170 | meter | 0 |  | ODCC-EL-IGC-0136 | IGC | 2021-08-09 | 1170 | 1170 | [49 empty] | 1170
992 | 51 | ECCT1CCB1103FFF | U51-XLSV-01-3-A3-06 | Cable | LV | N2XKYRGbY-J 3x6 mm2 (Drum No.: 16-3622) | 3*6 | 1071-O2-EL-PO-002-6002-A0-1-006 | OPEN PACKING LIST | Kerman Cable Industries | 1338 | meter | 0 |  | ODCC-EL-IGC-0159 | IGC | 2021-10-03 | 1338 | 1338 | [49 empty] | 1338
993 | 51 | ECCT1CCB1103FFF | U51-XLSV-01-3-A3-10 | Cable | LV | N2XKYRGbY-J 3x6 mm2 (Drum No.: 16-3623) | 3*6 | 1071-O2-EL-PO-002-6002-A0-1-006 | OPEN PACKING LIST | Kerman Cable Industries | 1365 | meter | 0 |  | ODCC-EL-IGC-0175 | IGC | 2021-11-19 | 1365 | 1365 | Lighting | [48 empty] | 1365
994 | SS-40-09 | ECCS2CCB1118DTT | U48/09-VSV-01-20-A1-01 | Cable | Control | NYRGbY-O 20x2.5 mm2 (Drum No.: 14-10559) | 20*2.5 | 1071-O2-EL-PO-002-6002-A0-1-006 | OPEN PACKING LIST | Kerman Cable Industries | 842 | meter | 0 |  | ODCC-EL-IGC-0224 | IGC | 2022-01-22 | 842 | 842 | [49 empty] | 842
995 | SS-40-09 | ECCS2CCB1118DTT | U48/09-VSV-01-20-A1-02 | Cable | Control | NYRGbY-O 20x2.5 mm2 (Drum No.: 14-10560) | 20*2.5 | 1071-O2-EL-PO-002-6002-A0-1-006 | OPEN PACKING LIST | Kerman Cable Industries | 853 | meter | 0 |  | ODCC-EL-IGC-0224 | IGC | 2022-01-22 | 853 | 853 | [49 empty] | 853
996 | 51 | ECCT1CCB1104EET | U51-XLSV-01-4-A2-01 | Cable | LV | N2XKYRGbY-O 4x4 mm2 (Drum No.: 12-4954) | 4*4 | 1071-O2-EL-PO-002-6002-A0-1-006 | OPEN PACKING LIST | Kerman Cable Industries | 957 | meter | 0 |  | ODCC-EL-IGC-0136 | IGC | 2021-08-09 | 957 | 957 | [49 empty] | 957
997 | 55 | ECCT1CCB1104EET | U55-XLSV-01-4-A2-01 | Cable | LV | N2XKYRGbY-O 4x4 mm2 (Drum No.: 12-4952) | 4*4 | 1071-O2-EL-PO-002-6002-A0-1-006 | OPEN PACKING LIST | Kerman Cable Industries | 496 | meter | 0 |  | ODCC-EL-IGC-0121 | IGC | 2021-06-22 | 496 | 496 | [49 empty] | 496
998 | 75 | ECCT1CCB1104EET | U75-XLSV-01-4-A2-01 | Cable | LV | N2XKYRGbY-O 4x4 mm2 (Drum No.: 12-4953) | 4*4 | 1071-O2-EL-PO-002-6002-A0-1-006 | OPEN PACKING LIST | Kerman Cable Industries | 808 | meter | 182 | MRV | ODCC-EL-IGC-0105 | IGC | 2021-05-23 | 808 | 808 | [43 empty] | ODCC-EL-IGC-0009 | IGC | 2021-08-26 | 182 |  |  | 626
999 | 51 | ECCT1CCB1104FFF | U51-XLSV-01-4-A3-02 | Cable | LV | N2XKYRGbY-J 4x6 mm2 (Drum No.: 11-5441) | 4*6 | 1071-O2-EL-PO-002-6002-A0-1-006 | OPEN PACKING LIST | Kerman Cable Industries | 211 | meter | 0 |  | ODCC-EL-IGC-0156 | IGC | 2021-09-28 | 211 | 211 | [49 empty] | 211
1000 | 55 | ECCT1CCB1104FFF | U55-XLSV-01-4-A3-01 | Cable | LV | N2XKYRGbY-J 4x6 mm2 (Drum No.: 9-10643) | 4*6 | 1071-O2-EL-PO-002-6002-A0-1-006 | OPEN PACKING LIST | Kerman Cable Industries | 88 | meter | 0 |  | ODCC-EL-IGC-0197 | IGC | 2021-12-15 | 88 | 88 | [49 empty] | 88
1001 | 51 | ECCT1CCB1104FFT | U51-XLSV-01-4-A3-01 | Cable | LV | N2XKYRGbY-O 4x6 mm2 (Drum No.: 12-4948) | 4*6 | 1071-O2-EL-PO-002-6002-A0-1-006 | OPEN PACKING LIST | Kerman Cable Industries | 535 | meter | 0 |  | ODCC-EL-IGC-0163 | IGC | 2021-10-23 | 535 | 535 | [49 empty] | 535
1002 | SS-40-04 | ETTF1CA1A503 |  | TRAY/LADDER | Tray | Cable Tray, Length 3 m, Width 200 mm, 50 mm Height,200 mm Rung Spacing | 200*50 | 1071-O2-EL-PO-003-6008-A0-1-001 | OPEN PACKING LIST | Toseye Sanayeh Petro Foolad Gharb | 106 | PCS | 0 |  | ODCC-EL-IGC-0059 | IGC | 2021-01-19 | 90 | 90 |  | ODCC-EL-IGC-0150 | IGC | 2021-09-14 | 16 | 16 | SS-40-03 | [42 empty] | 106
1003 | SS-40-05 | ETTF1CA1A503 |  | TRAY/LADDER | Tray | Cable Tray, Length 3 m, Width 200 mm, 50 mm Height,200 mm Rung Spacing | 200*50 | 1071-O2-EL-PO-003-6008-A0-1-001 | OPEN PACKING LIST | Toseye Sanayeh Petro Foolad Gharb | 100 | PCS | 0 |  | ODCC-EL-IGC-0059 | IGC | 2021-01-19 | 90 | 90 |  | ODCC-EL-IGC-0150 | IGC | 2021-09-14 | 10 | 10 | SS-40-03 | [42 empty] | 100
1004 | SS-40-03 | ETTF1CA1A503 |  | TRAY/LADDER | Tray | Cable Tray, Length 3 m, Width 200 mm, 50 mm Height,200 mm Rung Spacing | 200*50 | 1071-O2-EL-PO-003-6008-A0-1-001 | OPEN PACKING LIST | Toseye Sanayeh Petro Foolad Gharb | 43 | PCS | 0 |  | ODCC-EL-IGC-0059 | IGC | 2021-01-19 | 43 | 43 | [49 empty] | 43
1005 | SS-40-03 | ETTL1CA1F203 |  | TRAY/LADDER | Ladder | Cable Ladder Length 3 m, Width 600 mm, 100 mm Height, 200 mm Rung Spacing | 600*100 | 1071-O2-EL-PO-003-6008-A0-1-001 | OPEN PACKING LIST | Toseye Sanayeh Petro Foolad Gharb | 48 | PCS | 0 |  | ODCC-EL-IGC-0098 | IGC | 2021-05-10 | 20 | 20 | SS-48-05 | ODCC-EL-IGC-0114 | IGC | 2021-06-06 | 28 | 28 | SS-48-05 | [42 empty] | 48
1006 | SS-40-03 | ETTL1CA1F203 |  | TRAY/LADDER | Ladder | Cable Ladder Length 3 m, Width 600 mm, 100 mm Height, 200 mm Rung Spacing | 600*100 | 1071-O2-EL-PO-003-6008-A0-1-001 | OPEN PACKING LIST | Toseye Sanayeh Petro Foolad Gharb | 48 | PCS | 0 |  | ODCC-EL-IGC-0185 | IGC | 2021-12-08 | 48 | 48 | [49 empty] | 48
1007 | SS-40-03 | ETTL1CA1F203 |  | TRAY/LADDER | Ladder | Cable Ladder Length 3 m, Width 600 mm, 100 mm Height, 200 mm Rung Spacing | 600*100 | 1071-O2-EL-PO-003-6008-A0-1-001 | OPEN PACKING LIST | Toseye Sanayeh Petro Foolad Gharb | 48 | PCS | 0 |  | ODCC-EL-IGC-0185 | IGC | 2021-12-08 | 48 | 48 | [49 empty] | 48
1008 | SS-40-03 | ETTL1CA1F203 |  | TRAY/LADDER | Ladder | Cable Ladder Length 3 m, Width 600 mm, 100 mm Height, 200 mm Rung Spacing | 600*100 | 1071-O2-EL-PO-003-6008-A0-1-001 | OPEN PACKING LIST | Toseye Sanayeh Petro Foolad Gharb | 48 | PCS | 0 |  | ODCC-EL-IGC-0185 | IGC | 2021-12-08 | 48 | 48 | [49 empty] | 48
1009 | SS-40-03 | ETTL1CA1F203 |  | TRAY/LADDER | Ladder | Cable Ladder Length 3 m, Width 600 mm, 100 mm Height, 200 mm Rung Spacing | 600*100 | 1071-O2-EL-PO-003-6008-A0-1-001 | OPEN PACKING LIST | Toseye Sanayeh Petro Foolad Gharb | 48 | PCS | 0 |  | ODCC-EL-IGC-0185 | IGC | 2021-12-08 | 48 | 48 | [49 empty] | 48
1010 | SS-40-03 | ETTL1CA1F203 |  | TRAY/LADDER | Ladder | Cable Ladder Length 3 m, Width 600 mm, 100 mm Height, 200 mm Rung Spacing | 600*100 | 1071-O2-EL-PO-003-6008-A0-1-001 | OPEN PACKING LIST | Toseye Sanayeh Petro Foolad Gharb | 31 | PCS | 0 |  | ODCC-EL-IGC-0185 | IGC | 2021-12-08 | 31 | 31 | [49 empty] | 31
1011 | 35 | EXBDCB2 |  | TRAY/LADDER | Straight Jointing Plate | Straight Jointing Plate, Height 85mm | 85mm | 1071-O2-EL-PO-003-6008-A0-1-001 | OPEN PACKING LIST | Toseye Sanayeh Petro Foolad Gharb | 752 | PCS | 138 |  | ODCC-EL-ARP-0066 | Abad Rahan | 2021-11-25 | 614 | 614 | [49 empty] | 614
1012 | 41 | EXBDCB5 |  | TRAY/LADDER | Straight Jointing Plate | Straight Jointing Plate, Height 35mm | 35mm | 1071-O2-EL-PO-003-6008-A0-1-001 | OPEN PACKING LIST | Toseye Sanayeh Petro Foolad Gharb | 200 | PCS | 166 |  | ODCC-EL-ARP-0014 | Abad Rahan | 2021-03-09 | 34 | 34 | [49 empty] | 34
1013 | 42 | EXBDCB2 |  | TRAY/LADDER | Straight Jointing Plate | Straight Jointing Plate, Height 85mm | 85mm | 1071-O2-EL-PO-003-6008-A0-1-001 | OPEN PACKING LIST | Toseye Sanayeh Petro Foolad Gharb | 170 | PCS | 60 |  | ODCC-EL-ARP-0010 | Abad Rahan | 2021-02-14 | 10 | 10 |  | ODCC-EL-ARP-0031 | Abad Rahan | 2021-05-28 | 100 | 100 | [43 empty] | 110
1014 | 43 | EXBDCB5 |  | TRAY/LADDER | Straight Jointing Plate | Straight Jointing Plate, Height 35mm | 35mm | 1071-O2-EL-PO-003-6008-A0-1-001 | OPEN PACKING LIST | Toseye Sanayeh Petro Foolad Gharb | 27 | PCS | 0 |  | ODCC-EL-ARP-0014 | Abad Rahan | 2021-03-09 | 24 | 24 |  | ODCC-EL-ARP-0042 | Abad Rahan | 2021-06-27 | 3 | 3 | [43 empty] | 27
1015 | 44 | EXBDCB5 |  | TRAY/LADDER | Straight Jointing Plate | Straight Jointing Plate, Height 35mm | 35mm | 1071-O2-EL-PO-003-6008-A0-1-001 | OPEN PACKING LIST | Toseye Sanayeh Petro Foolad Gharb | 91 | PCS | 15 |  | ODCC-EL-ARP-0017 | Abad Rahan | 2021-04-14 | 40 | 40 |  | ODCC-EL-ARP-0022 | Abad Rahan | 2021-04-27 | 36 | 36 | [43 empty] | 76
1016 | 61 | EXBDCB2 |  | TRAY/LADDER | Straight Jointing Plate | Straight Jointing Plate, Height 85mm | 85mm | 1071-O2-EL-PO-003-6008-A0-1-001 | OPEN PACKING LIST | Toseye Sanayeh Petro Foolad Gharb | 100 | PCS | 8 |  | ODCC-EL-ARP-0021 | Abad Rahan | 2021-04-27 | 38 | 38 |  | ODCC-EL-ARP-0074 | Abad Rahan | 2021-06-27 | 54 | 54 | manual | [42 empty] | 92
1017 | 42 | ETTL1CA1C213 |  | TRAY/LADDER | Ladder | Cable Ladder, Straight Form, Hot Dip Galvanized (Galvanized After Punching & Bending , With Average Thickness 75 Micron as per ASTM A123 or ISO 1461), Minimum Thickness 2 mm, Average Value of Load Calculation as manufacture's standard, Length 3 m, Width 300 mm, 100 mm Height, 200 mm Rung Spacing, Metal Sheet Thickness of Rung 2 mm (C-Profile), with 2 Inside Return Bends at the Edge of Cable Ladder Complete. | 300*100 | 1071-O2-EL-PO-003-6008-A0-1-001 | OPEN PACKING LIST | Toseye Sanayeh Petro Foolad Gharb | 65 | PCS | 0 |  | ODCC-EL-ARP-0010 | Abad Rahan | 2021-02-14 | 4 | 4 |  | ODCC-EL-ARP-0028 | Abad Rahan | 2021-05-25 | 61 | 61 | [43 empty] | 65
1018 | 42 | ETTL1CA1C213 |  | TRAY/LADDER | Cover Ladder | Cover For Cable Ladder, Straight Form, Hot Dip Galvanized (Galvanized After Punching & Bending , With Average Thickness 75 Micron as per ASTM A123 or ISO 1461), Minimum Thickness 2 mm, Average Value of Load Calculation as manufacture's standard, Length 3 m, Width 300 mm, 100 mm Height, 200 mm Rung Spacing, Metal Sheet Thickness of Rung 2 mm (C-Profile), with 2 Inside Return Bends at the Edge of Cable Ladder Complete. | 300*100 | 1071-O2-EL-PO-003-6008-A0-1-001 | OPEN PACKING LIST | Toseye Sanayeh Petro Foolad Gharb | 29 | PCS | 0 |  | ODCC-EL-ARP-0028 | Abad Rahan | 2021-05-25 | 29 | 29 | [49 empty] | 29
1019 | 61 | ETTL1CA1B213 |  | TRAY/LADDER | Ladder | Cable Ladder, Straight Form, Hot Dip Galvanized (Galvanized After Punching & Bending , With Average Thickness 75 Micron as per ASTM A123 or ISO 1461), Minimum Thickness 2 mm, Average Value of Load Calculation as manufacture's standard, Length 3 m, Width 300 mm, 100 mm Height, 200 mm Rung Spacing, Metal Sheet Thickness of Rung 2 mm (C-Profile), with 2 Inside Return Bends at the Edge of Cable Ladder Complete.with Cover Plate made from the same material of Tray with minimum thickness 1.5 mm | 200*100 | 1071-O2-EL-PO-003-6008-A0-1-001 | OPEN PACKING LIST | Toseye Sanayeh Petro Foolad Gharb | 23 | PCS | 0 |  | ODCC-EL-ARP-0019 | Abad Rahan | 2021-04-17 | 12 | 12 |  | ODCC-EL-ARP-0033 | Abad Rahan | 2021-06-05 | 11 | 11 | [43 empty] | 23
1020 | CR-40-02 | EQMC19 |  | Conduit | Coupling | HDG Coupling. Size 125 mm | 125mm | 1071-O2-EL-PO-030-6024-A0-0-004 | OPEN PACKING LIST | Toseye Sanayeh Petro Foolad Gharb | 8 | PCS | 8 | [55 empty] | 0
1021 | RIB-40-03 | EQMC19 |  | Conduit | Coupling | HDG Coupling. Size 125 mm | 125mm | 1071-O2-EL-PO-030-6024-A0-0-004 | OPEN PACKING LIST | Toseye Sanayeh Petro Foolad Gharb | 5 | PCS | 5 | [55 empty] | 0
1022 | SS-40-05 | EQME04 |  | Conduit | Saddle | HDG saddle size 25mm With Tow Dacromat Bolt nut,spring & flat washer M5*20 With Tow Dacromat Bolt using Roll Plug | 25mm | 1071-O2-EL-PO-030-6024-A0-0-004 | OPEN PACKING LIST | Toseye Sanayeh Petro Foolad Gharb | 4078 | PCS | 1148 |  | ODCC-EL-IGC-0029 | IGC | 2020-11-05 | 450 | 450 |  | ODCC-EL-IGC-0052 | IGC | 2020-12-24 | 300 | 300 |  | ODCC-EL-IGC-0060 | IGC | 2021-01-24 | 380 | 380 |  | ODCC-EL-IGC-0072 | IGC | 2021-02-20 | 500 | 500 |  | ODCC-EL-IGC-0084 | IGC | 2021-04-10 | 500 | 500 |  | ODCC-EL-IGC-0146 | IGC | 2021-09-05 | 300 | 300 |  | ODCC-EL-IGC-0160 | IGC | 2021-10-03 | 300 | 300 |  | ODCC-EL-IGC-0200 | IGC | 2021-12-21 | 200 | 200 | [7 empty] | 2930
1023 | BD-40-10 | EQMA19 |  | Conduit | Conduit | Steel Conduit, Rigid (HDG)length 6m Size 125mm | 125mm | 1071-O2-EL-PO-030-6024-A0-0-004 | OPEN PACKING LIST | Toseye Sanayeh Petro Foolad Gharb | 1 | PCS | 1 | [55 empty] | 0
1024 | RIB-40-03 | EQMA19 |  | Conduit | Conduit | Steel Conduit, Rigid (HDG)length 6m Size 125mm | 125mm | 1071-O2-EL-PO-030-6024-A0-0-004 | OPEN PACKING LIST | Toseye Sanayeh Petro Foolad Gharb | 12 | PCS | 6 |  | ODCC-EL-EXR-0018 | EXIR | 2022-01-22 | 3 | 3 | FROM RIB-40-03 TO UNIT 50 | ODCC-EL-SEK-0010 | SEKAF | 2022-01-22 | 3 | 3 | FROM RIB-40-03 TO UNIT 50 | [42 empty] | 6
1025 | 35 | EQMC06 |  | Conduit | Coupling | HDG Coupling , Size 40 mm | 40mm | 1071-O2-EL-PO-031-6011-A0-0-001-Rev-001 | OPEN PACKING LIST | Toseye Sanayeh Petro Foolad Gharb | 8 | PCS | 8 | [55 empty] | 0
1026 | 41 | EQMC06 |  | Conduit | Coupling | HDG Coupling , Size 40 mm | 40mm | 1071-O2-EL-PO-031-6011-A0-0-001-Rev-001 | OPEN PACKING LIST | Toseye Sanayeh Petro Foolad Gharb | 25 | PCS | 0 |  | ODCC-EL-ARP-0012 | Abad Rahan | 2021-02-16 | 20 | 20 |  | ODCC-EL-ARP-0032 | Abad Rahan | 2021-05-28 | 5 | 5 | [43 empty] | 25
1027 | 42 | EQMC06 |  | Conduit | Coupling | HDG Coupling , Size 40 mm | 40mm | 1071-O2-EL-PO-031-6011-A0-0-001-Rev-001 | OPEN PACKING LIST | Toseye Sanayeh Petro Foolad Gharb | 117 | PCS | 36 |  | ODCC-EL-ARP-0015 | Abad Rahan | 2021-04-01 | 25 | 25 |  | ODCC-EL-ARP-0032 | Abad Rahan | 2021-05-28 | 56 | 56 | [43 empty] | 81
1028 | 43 | EQMC06 |  | Conduit | Coupling | HDG Coupling , Size 40 mm | 40mm | 1071-O2-EL-PO-031-6011-A0-0-001-Rev-001 | OPEN PACKING LIST | Toseye Sanayeh Petro Foolad Gharb | 10 | PCS | 10 | [55 empty] | 0
1029 | 44 | EQMC06 |  | Conduit | Coupling | HDG Coupling , Size 40 mm | 40mm | 1071-O2-EL-PO-031-6011-A0-0-001-Rev-001 | OPEN PACKING LIST | Toseye Sanayeh Petro Foolad Gharb | 17 | PCS | 6 |  | ODCC-EL-ARP-0006 | Abad Rahan | 2021-01-18 | 4 | 4 |  | ODCC-EL-EXR-0008 | EXIR | 2021-01-19 | 7 | 7 | [43 empty] | 11
1030 | 41 | EQMC07 |  | Conduit | Coupling | HDG Coupling , Size 50 mm | 50mm | 1071-O2-EL-PO-031-6011-A0-0-001-Rev-001 | OPEN PACKING LIST | Toseye Sanayeh Petro Foolad Gharb | 6 | PCS | 1 |  | ODCC-EL-ARP-0012 | Abad Rahan | 2021-02-16 | 5 | 5 | [49 empty] | 5
1031 | 42 | EQMC07 |  | Conduit | Coupling | HDG Coupling , Size 50 mm | 50mm | 1071-O2-EL-PO-031-6011-A0-0-001-Rev-001 | OPEN PACKING LIST | Toseye Sanayeh Petro Foolad Gharb | 5 | PCS | 0 |  | ODCC-EL-ARP-0015 | Abad Rahan | 2021-04-01 | 5 | 5 | [49 empty] | 5
1032 | 46 | EQMC07 |  | Conduit | Coupling | HDG Coupling , Size 50 mm | 50mm | 1071-O2-EL-PO-031-6011-A0-0-001-Rev-001 | OPEN PACKING LIST | Toseye Sanayeh Petro Foolad Gharb | 55 | PCS | 55 | [55 empty] | 0
1033 | 35 | EQMC08 |  | Conduit | Coupling | HDG Coupling , Size 63 mm | 63mm | 1071-O2-EL-PO-031-6011-A0-0-001-Rev-001 | OPEN PACKING LIST | Toseye Sanayeh Petro Foolad Gharb | 3 | PCS | 3 | [55 empty] | 0
1034 | 41 | EQMC08 |  | Conduit | Coupling | HDG Coupling , Size 63 mm | 63mm | 1071-O2-EL-PO-031-6011-A0-0-001-Rev-001 | OPEN PACKING LIST | Toseye Sanayeh Petro Foolad Gharb | 6 | PCS | 1 |  | ODCC-EL-ARP-0012 | Abad Rahan | 2021-02-16 | 5 | 5 | [49 empty] | 5
1035 | 46 | EQMC08 |  | Conduit | Coupling | HDG Coupling , Size 63 mm | 63mm | 1071-O2-EL-PO-031-6011-A0-0-001-Rev-001 | OPEN PACKING LIST | Toseye Sanayeh Petro Foolad Gharb | 20 | PCS | 20 | [55 empty] | 0
1036 | 46 | EQMC11 |  | Conduit | Coupling | HDG Coupling , Size 75 mm | 75mm | 1071-O2-EL-PO-031-6011-A0-0-001-Rev-001 | OPEN PACKING LIST | Toseye Sanayeh Petro Foolad Gharb | 10 | PCS | 10 | [55 empty] | 0
1037 | 35 | EQMH04 |  | Conduit | Clamp for unistrut | HDG CONDUIT CIamp for Unistrut Channeld. Size 25mm with Dacromat Bolt Nut , Spring & flat washer M6*30 | 25mm | 1071-O2-EL-PO-031-6011-A0-0-001-Rev-001 | OPEN PACKING LIST | Toseye Sanayeh Petro Foolad Gharb | 316 | PCS | 0 |  | ODCC-EL-ARP-0004 | Abad Rahan | 2020-12-03 | 45 | 45 | Unit 61 | ODCC-EL-ARP-0008 | Abad Rahan | 2021-01-31 | 150 | 150 | Unit 61 | ODCC-EL-ARP-0072 | Abad Rahan | 2021-12-01 | 121 | 121 | [37 empty] | 316
1038 | 41 | EQMH04 |  | Conduit | Clamp for unistrut | HDG CONDUIT CIamp for Unistrut Channeld. Size 25mm with Dacromat Bolt Nut , Spring & flat washer M6*30 | 25mm | 1071-O2-EL-PO-031-6011-A0-0-001-Rev-001 | OPEN PACKING LIST | Toseye Sanayeh Petro Foolad Gharb | 180 | PCS | 0 |  | ODCC-EL-ARP-0012 | Abad Rahan | 2021-02-16 | 140 | 140 |  | ODCC-EL-ARP-0005 | Abad Rahan | 2021-01-03 | 37 | 37 |  | ODCC-EL-ARP-0027 | Abad Rahan | 2021-05-25 | 3 | 3 | [37 empty] | 180
1039 | 42 | EQMH04 |  | Conduit | Clamp for unistrut | HDG CONDUIT CIamp for Unistrut Channeld. Size 25mm with Dacromat Bolt Nut , Spring & flat washer M6*30 | 25mm | 1071-O2-EL-PO-031-6011-A0-0-001-Rev-001 | OPEN PACKING LIST | Toseye Sanayeh Petro Foolad Gharb | 165 | PCS | 0 |  | ODCC-EL-ARP-0015 | Abad Rahan | 2021-04-01 | 150 | 150 |  | ODCC-EL-ARP-0005 | Abad Rahan | 2021-01-03 | 15 | 15 | [43 empty] | 165
1040 | 43 | EQMH04 |  | Conduit | Clamp for unistrut | HDG CONDUIT CIamp for Unistrut Channeld. Size 25mm with Dacromat Bolt Nut , Spring & flat washer M6*30 | 25mm | 1071-O2-EL-PO-031-6011-A0-0-001-Rev-001 | OPEN PACKING LIST | Toseye Sanayeh Petro Foolad Gharb | 20 | PCS | 20 | [55 empty] | 0
1041 | 44 | EQMH04 |  | Conduit | Clamp for unistrut | HDG CONDUIT CIamp for Unistrut Channeld. Size 25mm with Dacromat Bolt Nut , Spring & flat washer M6*30 | 25mm | 1071-O2-EL-PO-031-6011-A0-0-001-Rev-001 | OPEN PACKING LIST | Toseye Sanayeh Petro Foolad Gharb | 24 | PCS | 24 | [55 empty] | 0
1042 | 46 | EQMH04 |  | Conduit | Clamp for unistrut | HDG CONDUIT CIamp for Unistrut Channeld. Size 25mm with Dacromat Bolt Nut , Spring & flat washer M6*30 | 25mm | 1071-O2-EL-PO-031-6011-A0-0-001-Rev-001 | OPEN PACKING LIST | Toseye Sanayeh Petro Foolad Gharb | 105 | PCS | 105 | [55 empty] | 0
1043 | 50 | EQMH04 |  | Conduit | Clamp for unistrut | HDG CONDUIT CIamp for Unistrut Channeld. Size 25mm with Dacromat Bolt Nut , Spring & flat washer M6*30 | 25mm | 1071-O2-EL-PO-031-6011-A0-0-001-Rev-001 | OPEN PACKING LIST | Toseye Sanayeh Petro Foolad Gharb | 270 | PCS | 210 |  | ODCC-EL-ARP-0042 | Abad Rahan | 2021-06-27 | 60 | 60 | [49 empty] | 60
1044 | 35 | EQMH05 |  | Conduit | Clamp for unistrut | HDG CONDUIT CIamp for Unistrut Channeld. Size 32mm with Dacromat Bolt Nut , Spring & flat washer M6*30 | 32mm | 1071-O2-EL-PO-031-6011-A0-0-001-Rev-001 | OPEN PACKING LIST | Toseye Sanayeh Petro Foolad Gharb | 560 | PCS | 60 |  | ODCC-EL-ARP-0072 | Abad Rahan | 2021-12-01 | 500 | 500 | [49 empty] | 500
1045 | 41 | EQMH05 |  | Conduit | Clamp for unistrut | HDG CONDUIT CIamp for Unistrut Channeld. Size 32mm with Dacromat Bolt Nut , Spring & flat washer M6*30 | 32mm | 1071-O2-EL-PO-031-6011-A0-0-001-Rev-001 | OPEN PACKING LIST | Toseye Sanayeh Petro Foolad Gharb | 1200 | PCS | 476 |  | ODCC-EL-ARP-0032 | Abad Rahan | 2021-05-28 | 700 | 700 |  | ODCC-EL-ARP-0008 | ABAD RAHAN | 2021-01-31 | 24 | 24 | [43 empty] | 724
1046 | 42 | EQMH05 |  | Conduit | Clamp for unistrut | HDG CONDUIT CIamp for Unistrut Channeld. Size 32mm with Dacromat Bolt Nut , Spring & flat washer M6*30 | 32mm | 1071-O2-EL-PO-031-6011-A0-0-001-Rev-001 | OPEN PACKING LIST | Toseye Sanayeh Petro Foolad Gharb | 900 | PCS | 300 |  | ODCC-EL-ARP-0032 | Abad Rahan | 2021-05-28 | 600 | 600 | [49 empty] | 600
1047 | 43 | EQMH05 |  | Conduit | Clamp for unistrut | HDG CONDUIT CIamp for Unistrut Channeld. Size 32mm with Dacromat Bolt Nut , Spring & flat washer M6*30 | 32mm | 1071-O2-EL-PO-031-6011-A0-0-001-Rev-001 | OPEN PACKING LIST | Toseye Sanayeh Petro Foolad Gharb | 176 | PCS | 176 | [55 empty] | 0
1048 | 44 | EQMH05 |  | Conduit | Clamp for unistrut | HDG CONDUIT CIamp for Unistrut Channeld. Size 32mm with Dacromat Bolt Nut , Spring & flat washer M6*30 | 32mm | 1071-O2-EL-PO-031-6011-A0-0-001-Rev-001 | OPEN PACKING LIST | Toseye Sanayeh Petro Foolad Gharb | 472 | PCS | 42 |  | ODCC-EL-EXR-0008 | EXIR | 2021-01-19 | 30 | 30 |  | ODCC-EL-ARP-0051 | Abad Rahan | 2021-07-25 | 400 | 400 | [43 empty] | 430
1049 | 35 | EQMH06 |  | Conduit | Clamp for unistrut | HDG CONDUIT CIamp for Unistrut Channeld. Size 40mm with Dacromat Bolt Nut , Spring & flat washer M6*30 | 40mm | 1071-O2-EL-PO-031-6011-A0-0-001-Rev-001 | OPEN PACKING LIST | Toseye Sanayeh Petro Foolad Gharb | 60 | PCS | 0 |  | ODCC-EL-IGC-0114 | IGC | 2021-06-06 | 56 | 56 |  | ODCC-EL-ARP-0072 | Abad Rahan | 2021-12-01 | 4 | 4 | [43 empty] | 60
1050 | 41 | EQMH06 |  | Conduit | Clamp for unistrut | HDG CONDUIT CIamp for Unistrut Channeld. Size 40mm with Dacromat Bolt Nut , Spring & flat washer M6*30 | 40mm | 1071-O2-EL-PO-031-6011-A0-0-001-Rev-001 | OPEN PACKING LIST | Toseye Sanayeh Petro Foolad Gharb | 250 | PCS | 0 |  | ODCC-EL-ARP-0012 | Abad Rahan | 2021-02-16 | 100 | 100 |  | ODCC-EL-ARP-0016 | Abad Rahan | 2021-04-10 | 32 | 32 |  | ODCC-EL-ARP-0027 | Abad Rahan | 2021-05-25 | 25 | 25 |  | ODCC-EL-ARP-0032 | Abad Rahan | 2021-05-28 | 93 | 93 | [31 empty] | 250
1051 | 42 | EQMH06 |  | Conduit | Clamp for unistrut | HDG CONDUIT CIamp for Unistrut Channeld. Size 40mm with Dacromat Bolt Nut , Spring & flat washer M6*30 | 40mm | 1071-O2-EL-PO-031-6011-A0-0-001-Rev-001 | OPEN PACKING LIST | Toseye Sanayeh Petro Foolad Gharb | 555 | PCS | 27 |  | ODCC-EL-ARP-0015 | Abad Rahan | 2021-04-01 | 100 | 100 |  | ODCC-EL-ARP-0032 | Abad Rahan | 2021-05-28 | 300 | 300 |  | ODCC-EL-ARP-0032 | Abad Rahan | 2021-05-28 | 7 | 7 | For 41 | ODCC-EL-ARP-0008 | Abad Rahan | 2021-01-31 | 21 | 21 | For U61 | ODCC-EL-IGC-0108 | IGC | 2021-05-28 | 100 | 100 | [25 empty] | 528
1052 | 43 | EQMH06 |  | Conduit | Clamp for unistrut | HDG CONDUIT CIamp for Unistrut Channeld. Size 40mm with Dacromat Bolt Nut , Spring & flat washer M6*30 | 40mm | 1071-O2-EL-PO-031-6011-A0-0-001-Rev-001 | OPEN PACKING LIST | Toseye Sanayeh Petro Foolad Gharb | 48 | PCS | 0 |  | ODCC-EL-IGC-0114 | IGC | 2021-06-06 | 48 | 48 | [49 empty] | 48
1053 | 44 | EQMH06 |  | Conduit | Clamp for unistrut | HDG CONDUIT CIamp for Unistrut Channeld. Size 40mm with Dacromat Bolt Nut , Spring & flat washer M6*30 | 40mm | 1071-O2-EL-PO-031-6011-A0-0-001-Rev-001 | OPEN PACKING LIST | Toseye Sanayeh Petro Foolad Gharb | 96 | PCS | 0 |  | ODCC-EL-ARP-0006 | Abad Rahan | 2021-01-18 | 4 | 4 |  | ODCC-EL-EXR-0008 | EXIR | 2021-01-19 | 27 | 27 |  | ODCC-EL-IGC-0114 | IGC | 2021-06-06 | 65 | 65 | [37 empty] | 96
1054 | 50 | EQMH06 |  | Conduit | Clamp for unistrut | HDG CONDUIT CIamp for Unistrut Channeld. Size 40mm with Dacromat Bolt Nut , Spring & flat washer M6*30 | 40mm | 1071-O2-EL-PO-031-6011-A0-0-001-Rev-001 | OPEN PACKING LIST | Toseye Sanayeh Petro Foolad Gharb | 3 | PCS | 3 | [55 empty] | 0
1055 | 61 | EQMH06 |  | Conduit | Clamp for unistrut | HDG CONDUIT CIamp for Unistrut Channeld. Size 40mm with Dacromat Bolt Nut , Spring & flat washer M6*30 | 40mm | 1071-O2-EL-PO-031-6011-A0-0-001-Rev-001 | OPEN PACKING LIST | Toseye Sanayeh Petro Foolad Gharb | 29 | PCS | 0 |  | ODCC-EL-ARP-0004 | Abad Rahan | 2020-12-03 | 20 | 20 |  | ODCC-EL-ARP-0008 | Abad Rahan | 2021-01-31 | 9 | 9 | For U61 | [42 empty] | 29
1056 | 35 | EQMH07 |  | Conduit | Clamp for unistrut | HDG CONDUIT CIamp for Unistrut Channeld. Size 50mm with Dacromat Bolt Nut , Spring & flat washer M6*30 | 50mm | 1071-O2-EL-PO-031-6011-A0-0-001-Rev-001 | OPEN PACKING LIST | Toseye Sanayeh Petro Foolad Gharb | 32 | PCS | 32 | [55 empty] | 0
1057 | 41 | EQMH07 |  | Conduit | Clamp for unistrut | HDG CONDUIT CIamp for Unistrut Channeld. Size 50mm with Dacromat Bolt Nut , Spring & flat washer M6*30 | 50mm | 1071-O2-EL-PO-031-6011-A0-0-001-Rev-001 | OPEN PACKING LIST | Toseye Sanayeh Petro Foolad Gharb | 25 | PCS | 0 |  | ODCC-EL-ARP-0012 | Abad Rahan | 2021-02-16 | 25 | 25 | [49 empty] | 25
1058 | 42 | EQMH07 |  | Conduit | Clamp for unistrut | HDG CONDUIT CIamp for Unistrut Channeld. Size 50mm with Dacromat Bolt Nut , Spring & flat washer M6*30 | 50mm | 1071-O2-EL-PO-031-6011-A0-0-001-Rev-001 | OPEN PACKING LIST | Toseye Sanayeh Petro Foolad Gharb | 175 | PCS | 55 |  | ODCC-EL-ARP-0015 | Abad Rahan | 2021-04-01 | 100 | 100 |  | ODCC-EL-ARP-0026 | Abad Rahan | 2021-05-25 | 20 | 20 | [43 empty] | 120
1059 | 43 | EQMH07 |  | Conduit | Clamp for unistrut | HDG CONDUIT CIamp for Unistrut Channeld. Size 50mm with Dacromat Bolt Nut , Spring & flat washer M6*30 | 50mm | 1071-O2-EL-PO-031-6011-A0-0-001-Rev-001 | OPEN PACKING LIST | Toseye Sanayeh Petro Foolad Gharb | 20 | PCS | 20 | [55 empty] | 0
1060 | 44 | EQMH07 |  | Conduit | Clamp for unistrut | HDG CONDUIT CIamp for Unistrut Channeld. Size 50mm with Dacromat Bolt Nut , Spring & flat washer M6*30 | 50mm | 1071-O2-EL-PO-031-6011-A0-0-001-Rev-001 | OPEN PACKING LIST | Toseye Sanayeh Petro Foolad Gharb | 56 | PCS | 16 |  | ODCC-EL-EXR-0008 | EXIR | 2021-01-19 | 40 | 40 | [49 empty] | 40
1061 | 46 | EQMH07 |  | Conduit | Clamp for unistrut | HDG CONDUIT CIamp for Unistrut Channeld. Size 50mm with Dacromat Bolt Nut , Spring & flat washer M6*30 | 50mm | 1071-O2-EL-PO-031-6011-A0-0-001-Rev-001 | OPEN PACKING LIST | Toseye Sanayeh Petro Foolad Gharb | 55 | PCS | 55 | [55 empty] | 0
1062 | 50 | EQMH07 |  | Conduit | Clamp for unistrut | HDG CONDUIT CIamp for Unistrut Channeld. Size 50mm with Dacromat Bolt Nut , Spring & flat washer M6*30 | 50mm | 1071-O2-EL-PO-031-6011-A0-0-001-Rev-001 | OPEN PACKING LIST | Toseye Sanayeh Petro Foolad Gharb | 150 | PCS | 64 |  | ODCC-EL-ARP-0042 | Abad Rahan | 2021-06-27 | 50 | 50 |  | ODCC-EL-IGC-0138 | IGC | 2021-08-15 | 36 | 36 | [43 empty] | 86
1063 | 61 | EQMH07 |  | Conduit | Clamp for unistrut | HDG CONDUIT CIamp for Unistrut Channeld. Size 50mm with Dacromat Bolt Nut , Spring & flat washer M6*30 | 50mm | 1071-O2-EL-PO-031-6011-A0-0-001-Rev-001 | OPEN PACKING LIST | Toseye Sanayeh Petro Foolad Gharb | 25 | PCS | 13 |  | ODCC-EL-ARP-0004 | Abad Rahan | 2020-12-03 | 10 | 10 |  | ODCC-EL-ARP-0051 | Abad Rahan | 2021-07-25 | 2 | 2 | [43 empty] | 12
1064 | 35 | EQMH08 |  | Conduit | Clamp for unistrut | HDG CONDUIT CIamp for Unistrut Channeld. Size 63mm with Dacromat Bolt Nut , Spring & flat washer M6*30 | 63mm | 1071-O2-EL-PO-031-6011-A0-0-001-Rev-001 | OPEN PACKING LIST | Toseye Sanayeh Petro Foolad Gharb | 68 | PCS | 0 |  | ODCC-EL-ARP-0056 | Abad Rahan | 2021-09-17 | 68 | 68 | [49 empty] | 68
1065 | 41 | EQMH08 |  | Conduit | Clamp for unistrut | HDG CONDUIT CIamp for Unistrut Channeld. Size 63mm with Dacromat Bolt Nut , Spring & flat washer M6*30 | 63mm | 1071-O2-EL-PO-031-6011-A0-0-001-Rev-001 | OPEN PACKING LIST | Toseye Sanayeh Petro Foolad Gharb | 35 | PCS | 3 |  | ODCC-EL-ARP-0012 | Abad Rahan | 2021-02-16 | 32 | 32 | [49 empty] | 32
1066 | 42 | EQMH08 |  | Conduit | Clamp for unistrut | HDG CONDUIT CIamp for Unistrut Channeld. Size 63mm with Dacromat Bolt Nut , Spring & flat washer M6*30 | 63mm | 1071-O2-EL-PO-031-6011-A0-0-001-Rev-001 | OPEN PACKING LIST | Toseye Sanayeh Petro Foolad Gharb | 55 | PCS | 35 |  | ODCC-EL-ARP-0015 | Abad Rahan | 2021-04-01 | 20 | 20 | [49 empty] | 20
1067 | 43 | EQMH08 |  | Conduit | Clamp for unistrut | HDG CONDUIT CIamp for Unistrut Channeld. Size 63mm with Dacromat Bolt Nut , Spring & flat washer M6*30 | 63mm | 1071-O2-EL-PO-031-6011-A0-0-001-Rev-001 | OPEN PACKING LIST | Toseye Sanayeh Petro Foolad Gharb | 20 | PCS | 0 |  | ODCC-EL-ARP-0056 | Abad Rahan | 2021-09-17 | 20 | 20 | [49 empty] | 20
1068 | 44 | EQMH08 |  | Conduit | Clamp for unistrut | HDG CONDUIT CIamp for Unistrut Channeld. Size 63mm with Dacromat Bolt Nut , Spring & flat washer M6*30 | 63mm | 1071-O2-EL-PO-031-6011-A0-0-001-Rev-001 | OPEN PACKING LIST | Toseye Sanayeh Petro Foolad Gharb | 32 | PCS | 20 |  | ODCC-EL-EXR-0008 | EXIR | 2021-01-19 | 12 | 12 | [49 empty] | 12
1069 | 46 | EQMH08 |  | Conduit | Clamp for unistrut | HDG CONDUIT CIamp for Unistrut Channeld. Size 63mm with Dacromat Bolt Nut , Spring & flat washer M6*30 | 63mm | 1071-O2-EL-PO-031-6011-A0-0-001-Rev-001 | OPEN PACKING LIST | Toseye Sanayeh Petro Foolad Gharb | 20 | PCS | 20 | [55 empty] | 0
1070 | 50 | EQMH08 |  | Conduit | Clamp for unistrut | HDG CONDUIT CIamp for Unistrut Channeld. Size 63mm with Dacromat Bolt Nut , Spring & flat washer M6*30 | 63mm | 1071-O2-EL-PO-031-6011-A0-0-001-Rev-001 | OPEN PACKING LIST | Toseye Sanayeh Petro Foolad Gharb | 390 | PCS | 380 |  | ODCC-EL-ARP-0042 | Abad Rahan | 2021-06-27 | 10 | 10 | [49 empty] | 10
1071 | 61 | EQMH08 |  | Conduit | Clamp for unistrut | HDG CONDUIT CIamp for Unistrut Channeld. Size 63mm with Dacromat Bolt Nut , Spring & flat washer M6*30 | 63mm | 1071-O2-EL-PO-031-6011-A0-0-001-Rev-001 | OPEN PACKING LIST | Toseye Sanayeh Petro Foolad Gharb | 25 | PCS | 0 |  | ODCC-EL-ARP-0004 | Abad Rahan | 2020-12-03 | 7 | 7 |  | ODCC-EL-ARP-0051 | Abad Rahan | 2021-07-25 | 4 | 4 |  | ODCC-EL-ARP-0056 | Abad Rahan | 2021-09-17 | 14 | 14 | [37 empty] | 25
1072 | 35 | EQMH11 |  | Conduit | Clamp for unistrut | HDG CONDUIT CIamp for Unistrut Channeld. Size 75mm with Dacromat Bolt Nut , Spring & flat washer M6*30 | 75mm | 1071-O2-EL-PO-031-6011-A0-0-001-Rev-001 | OPEN PACKING LIST | Toseye Sanayeh Petro Foolad Gharb | 8 | PCS | 8 | [55 empty] | 0
1073 | 41 | EQMH11 |  | Conduit | Clamp for unistrut | HDG CONDUIT CIamp for Unistrut Channeld. Size 75mm with Dacromat Bolt Nut , Spring & flat washer M6*30 | 75mm | 1071-O2-EL-PO-031-6011-A0-0-001-Rev-001 | OPEN PACKING LIST | Toseye Sanayeh Petro Foolad Gharb | 2 | PCS | 0 |  | ODCC-EL-ARP-0027 | Abad Rahan | 2021-05-25 | 2 | 2 | [49 empty] | 2
1074 | 42 | EQMH11 |  | Conduit | Clamp for unistrut | HDG CONDUIT CIamp for Unistrut Channeld. Size 75mm with Dacromat Bolt Nut , Spring & flat washer M6*30 | 75mm | 1071-O2-EL-PO-031-6011-A0-0-001-Rev-001 | OPEN PACKING LIST | Toseye Sanayeh Petro Foolad Gharb | 15 | PCS | 0 |  | ODCC-EL-ARP-0015 | Abad Rahan | 2021-04-01 | 10 | 10 |  | ODCC-EL-ARP-0026 | Abad Rahan | 2021-05-25 | 5 | 5 | [43 empty] | 15
1075 | 44 | EQMH11 |  | Conduit | Clamp for unistrut | HDG CONDUIT CIamp for Unistrut Channeld. Size 75mm with Dacromat Bolt Nut , Spring & flat washer M6*30 | 75mm | 1071-O2-EL-PO-031-6011-A0-0-001-Rev-001 | OPEN PACKING LIST | Toseye Sanayeh Petro Foolad Gharb | 4 | PCS | 4 | [55 empty] | 0
1076 | 46 | EQMH11 |  | Conduit | Clamp for unistrut | HDG CONDUIT CIamp for Unistrut Channeld. Size 75mm with Dacromat Bolt Nut , Spring & flat washer M6*30 | 75mm | 1071-O2-EL-PO-031-6011-A0-0-001-Rev-001 | OPEN PACKING LIST | Toseye Sanayeh Petro Foolad Gharb | 5 | PCS | 5 | [55 empty] | 0
1077 | 50 | EQMH11 |  | Conduit | Clamp for unistrut | HDG CONDUIT CIamp for Unistrut Channeld. Size 75mm with Dacromat Bolt Nut , Spring & flat washer M6*30 | 75mm | 1071-O2-EL-PO-031-6011-A0-0-001-Rev-001 | OPEN PACKING LIST | Toseye Sanayeh Petro Foolad Gharb | 3 | PCS | 3 | [55 empty] | 0
1078 | 61 | EQMH11 |  | Conduit | Clamp for unistrut | HDG CONDUIT CIamp for Unistrut Channeld. Size 75mm with Dacromat Bolt Nut , Spring & flat washer M6*30 | 75mm | 1071-O2-EL-PO-031-6011-A0-0-001-Rev-001 | OPEN PACKING LIST | Toseye Sanayeh Petro Foolad Gharb | 5 | PCS | 5 | [55 empty] | 0
1079 | 35 | EQMH13 |  | Conduit | Clamp for unistrut | HDG CONDUIT CIamp for Unistrut Channeld. Size 100mm with Dacromat Bolt Nut , Spring & flat washer M6*30 | 100mm | 1071-O2-EL-PO-031-6011-A0-0-001-Rev-001 | OPEN PACKING LIST | Toseye Sanayeh Petro Foolad Gharb | 8 | PCS | 8 | [55 empty] | 0
1080 | 41 | EQMH13 |  | Conduit | Clamp for unistrut | HDG CONDUIT CIamp for Unistrut Channeld. Size 100mm with Dacromat Bolt Nut , Spring & flat washer M6*30 | 100mm | 1071-O2-EL-PO-031-6011-A0-0-001-Rev-001 | OPEN PACKING LIST | Toseye Sanayeh Petro Foolad Gharb | 15 | PCS | 7 |  | ODCC-EL-ARP-0012 | Abad Rahan | 2021-02-16 | 8 | 8 | [49 empty] | 8
1081 | 42 | EQMH13 |  | Conduit | Clamp for unistrut | HDG CONDUIT CIamp for Unistrut Channeld. Size 100mm with Dacromat Bolt Nut , Spring & flat washer M6*30 | 100mm | 1071-O2-EL-PO-031-6011-A0-0-001-Rev-001 | OPEN PACKING LIST | Toseye Sanayeh Petro Foolad Gharb | 10 | PCS | 0 |  | ODCC-EL-ARP-0015 | Abad Rahan | 2021-04-01 | 10 | 10 | [49 empty] | 10
1082 | 43 | EQMH13 |  | Conduit | Clamp for unistrut | HDG CONDUIT CIamp for Unistrut Channeld. Size 100mm with Dacromat Bolt Nut , Spring & flat washer M6*30 | 100mm | 1071-O2-EL-PO-031-6011-A0-0-001-Rev-001 | OPEN PACKING LIST | Toseye Sanayeh Petro Foolad Gharb | 3 | PCS | 3 | [55 empty] | 0
1083 | 46 | EQMH13 |  | Conduit | Clamp for unistrut | HDG CONDUIT CIamp for Unistrut Channeld. Size 100mm with Dacromat Bolt Nut , Spring & flat washer M6*30 | 100mm | 1071-O2-EL-PO-031-6011-A0-0-001-Rev-001 | OPEN PACKING LIST | Toseye Sanayeh Petro Foolad Gharb | 20 | PCS | 20 | [55 empty] | 0
1084 | 61 | EQMH13 |  | Conduit | Clamp for unistrut | HDG CONDUIT CIamp for Unistrut Channeld. Size 100mm with Dacromat Bolt Nut , Spring & flat washer M6*30 | 100mm | 1071-O2-EL-PO-031-6011-A0-0-001-Rev-001 | OPEN PACKING LIST | Toseye Sanayeh Petro Foolad Gharb | 5 | PCS | 0 |  | ODCC-EL-ARP-0008 | Abad Rahan | 2021-01-31 | 5 | 5 | [49 empty] | 5
1085 | 35 | EQMH19 |  | Conduit | Clamp for unistrut | HDG CONDUIT CIamp for Unistrut Channeld. Size 125mm with Dacromat Bolt Nut , Spring & flat washer M6*30 | 125mm | 1071-O2-EL-PO-031-6011-A0-0-001-Rev-001 | OPEN PACKING LIST | Toseye Sanayeh Petro Foolad Gharb | 8 | PCS | 8 | [55 empty] | 0
1086 | 41 | EQMH19 |  | Conduit | Clamp for unistrut | HDG CONDUIT CIamp for Unistrut Channeld. Size 125mm with Dacromat Bolt Nut , Spring & flat washer M6*30 | 125mm | 1071-O2-EL-PO-031-6011-A0-0-001-Rev-001 | OPEN PACKING LIST | Toseye Sanayeh Petro Foolad Gharb | 6 | PCS | 0 |  | ODCC-EL-ARP-0012 | Abad Rahan | 2021-02-16 | 6 | 6 | [49 empty] | 6
1087 | 42 | EQMH19 |  | Conduit | Clamp for unistrut | HDG CONDUIT CIamp for Unistrut Channeld. Size 125mm with Dacromat Bolt Nut , Spring & flat washer M6*30 | 125mm | 1071-O2-EL-PO-031-6011-A0-0-001-Rev-001 | OPEN PACKING LIST | Toseye Sanayeh Petro Foolad Gharb | 50 | PCS | 8 |  | ODCC-EL-ARP-0015 | Abad Rahan | 2021-04-01 | 40 | 40 |  | ODCC-EL-ARP-0026 | Abad Rahan | 2021-05-25 | 2 | 2 | [43 empty] | 42
1088 | 43 | EQMH19 |  | Conduit | Clamp for unistrut | HDG CONDUIT CIamp for Unistrut Channeld. Size 125mm with Dacromat Bolt Nut , Spring & flat washer M6*30 | 125mm | 1071-O2-EL-PO-031-6011-A0-0-001-Rev-001 | OPEN PACKING LIST | Toseye Sanayeh Petro Foolad Gharb | 6 | PCS | 6 | [55 empty] | 0
1089 | 44 | EQMH19 |  | Conduit | Clamp for unistrut | HDG CONDUIT CIamp for Unistrut Channeld. Size 125mm with Dacromat Bolt Nut , Spring & flat washer M6*30 | 125mm | 1071-O2-EL-PO-031-6011-A0-0-001-Rev-001 | OPEN PACKING LIST | Toseye Sanayeh Petro Foolad Gharb | 6 | PCS | 6 | [55 empty] | 0
1090 | 46 | EQMH19 |  | Conduit | Clamp for unistrut | HDG CONDUIT CIamp for Unistrut Channeld. Size 125mm with Dacromat Bolt Nut , Spring & flat washer M6*30 | 125mm | 1071-O2-EL-PO-031-6011-A0-0-001-Rev-001 | OPEN PACKING LIST | Toseye Sanayeh Petro Foolad Gharb | 20 | PCS | 20 | [55 empty] | 0
1091 | 61 | EQMH19 |  | Conduit | Clamp for unistrut | HDG CONDUIT CIamp for Unistrut Channeld. Size 125mm with Dacromat Bolt Nut , Spring & flat washer M6*30 | 125mm | 1071-O2-EL-PO-031-6011-A0-0-001-Rev-001 | OPEN PACKING LIST | Toseye Sanayeh Petro Foolad Gharb | 10 | PCS | 5 |  | ODCC-EL-ARP-0004 | Abad Rahan | 2020-12-03 | 5 | 5 | [49 empty] | 5
1092 | 61 | EQMH14 |  | Conduit | Clamp for unistrut | HDG CONDUIT CIamp for Unistrut Channeld. Size 150mm with Dacromat Bolt Nut , Spring & flat washer M6*30 | 150mm | 1071-O2-EL-PO-031-6011-A0-0-001-Rev-001 | OPEN PACKING LIST | Toseye Sanayeh Petro Foolad Gharb | 10 | PCS | 7 |  | ODCC-EL-ARP-0004 | Abad Rahan | 2020-12-03 | 3 | 3 | [49 empty] | 3
1093 | 35 | EQMI04 |  | Conduit | Bushing | HDG Bushing, Size 25 mm | 25mm | 1071-O2-EL-PO-031-6011-A0-0-001-Rev-001 | OPEN PACKING LIST | Toseye Sanayeh Petro Foolad Gharb | 286 | PCS | 286 | [55 empty] | 0
1094 | 41 | EQMI04 |  | Conduit | Bushing | HDG Bushing, Size 25 mm | 25mm | 1071-O2-EL-PO-031-6011-A0-0-001-Rev-001 | OPEN PACKING LIST | Toseye Sanayeh Petro Foolad Gharb | 180 | PCS | 60 |  | ODCC-EL-ARP-0012 | Abad Rahan | 2021-02-16 | 100 | 100 |  | ODCC-EL-ARP-0027 | Abad Rahan | 2021-05-25 | 20 | 20 | [43 empty] | 120
1095 | 42 | EQMI04 |  | Conduit | Bushing | HDG Bushing, Size 25 mm | 25mm | 1071-O2-EL-PO-031-6011-A0-0-001-Rev-001 | OPEN PACKING LIST | Toseye Sanayeh Petro Foolad Gharb | 165 | PCS | 0 |  | ODCC-EL-ARP-0015 | Abad Rahan | 2021-04-01 | 165 | 165 | [49 empty] | 165
1096 | 43 | EQMI04 |  | Conduit | Bushing | HDG Bushing, Size 25 mm | 25mm | 1071-O2-EL-PO-031-6011-A0-0-001-Rev-001 | OPEN PACKING LIST | Toseye Sanayeh Petro Foolad Gharb | 25 | PCS | 25 | [55 empty] | 0
1097 | 44 | EQMI04 |  | Conduit | Bushing | HDG Bushing, Size 25 mm | 25mm | 1071-O2-EL-PO-031-6011-A0-0-001-Rev-001 | OPEN PACKING LIST | Toseye Sanayeh Petro Foolad Gharb | 27 | PCS | 26 |  | ODCC-EL-EXR-0004 | EXIR | 2020-11-06 | 1 | 1 | [49 empty] | 1
1098 | 46 | EQMI04 |  | Conduit | Bushing | HDG Bushing, Size 25 mm | 25mm | 1071-O2-EL-PO-031-6011-A0-0-001-Rev-001 | OPEN PACKING LIST | Toseye Sanayeh Petro Foolad Gharb | 100 | PCS | 100 | [55 empty] | 0
1099 | 50 | EQMI04 |  | Conduit | Bushing | HDG Bushing, Size 25 mm | 25mm | 1071-O2-EL-PO-031-6011-A0-0-001-Rev-001 | OPEN PACKING LIST | Toseye Sanayeh Petro Foolad Gharb | 260 | PCS | 200 |  | ODCC-EL-ARP-0042 | Abad Rahan | 2021-06-27 | 60 | 60 | [49 empty] | 60
1100 | 42 | EQMI05 |  | Conduit | Bushing | HDG Bushing, Size 32 mm | 32mm | 1071-O2-EL-PO-031-6011-A0-0-001-Rev-001 | OPEN PACKING LIST | Toseye Sanayeh Petro Foolad Gharb | 5 | PCS | 5 | [55 empty] | 0
1101 | 41 | EQMI06 |  | Conduit | Bushing | Bushing made from Steel HDG or Aluminium suiatble for Hot Dipped Galvanized Conduits.SIZE:40 - | 40mm | 1071-O2-EL-PO-031-6011-A0-0-001-Rev-001 | OPEN PACKING LIST | Toseye Sanayeh Petro Foolad Gharb | 8 | PCS | 0 |  | ODCC-EL-ARP-0012 | Abad Rahan | 2021-02-16 | 8 | 8 | [49 empty] | 8
1102 | 42 | EQMI06 |  | Conduit | Bushing | Bushing made from Steel HDG or Aluminium suiatble for Hot Dipped Galvanized Conduits.SIZE:40 - | 40mm | 1071-O2-EL-PO-031-6011-A0-0-001-Rev-001 | OPEN PACKING LIST | Toseye Sanayeh Petro Foolad Gharb | 20 | PCS | 0 |  | ODCC-EL-ARP-0015 | Abad Rahan | 2021-04-01 | 20 | 20 | [49 empty] | 20
1103 | 44 | EQMI06 |  | Conduit | Bushing | Bushing made from Steel HDG or Aluminium suiatble for Hot Dipped Galvanized Conduits.SIZE:40 - | 40mm | 1071-O2-EL-PO-031-6011-A0-0-001-Rev-001 | OPEN PACKING LIST | Toseye Sanayeh Petro Foolad Gharb | 8 | PCS | 0 |  | ODCC-EL-ARP-0042 | Abad Rahan | 2021-06-27 | 8 | 8 | [49 empty] | 8
1104 | 61 | EQMI06 |  | Conduit | Bushing | Bushing made from Steel HDG or Aluminium suiatble for Hot Dipped Galvanized Conduits.SIZE:40 - | 40mm | 1071-O2-EL-PO-031-6011-A0-0-001-Rev-001 | OPEN PACKING LIST | Toseye Sanayeh Petro Foolad Gharb | 46 | PCS | 10 |  | ODCC-EL-ARP-0042 | Abad Rahan | 2021-06-27 | 36 | 36 | [49 empty] | 36
1105 | 35 | EQMI07 |  | Conduit | Bushing | Bushing made from Steel HDG or Aluminium suiatble for Hot Dipped Galvanized Conduits.SIZE:50 - | 50mm | 1071-O2-EL-PO-031-6011-A0-0-001-Rev-001 | OPEN PACKING LIST | Toseye Sanayeh Petro Foolad Gharb | 7 | PCS | 7 | [55 empty] | 0
1106 | 41 | EQMI07 |  | Conduit | Bushing | Bushing made from Steel HDG or Aluminium suiatble for Hot Dipped Galvanized Conduits.SIZE:50 - | 50mm | 1071-O2-EL-PO-031-6011-A0-0-001-Rev-001 | OPEN PACKING LIST | Toseye Sanayeh Petro Foolad Gharb | 20 | PCS | 0 |  | ODCC-EL-ARP-0012 | Abad Rahan | 2021-02-16 | 20 | 20 | [49 empty] | 20
1107 | 42 | EQMI07 |  | Conduit | Bushing | Bushing made from Steel HDG or Aluminium suiatble for Hot Dipped Galvanized Conduits.SIZE:50 - | 50mm | 1071-O2-EL-PO-031-6011-A0-0-001-Rev-001 | OPEN PACKING LIST | Toseye Sanayeh Petro Foolad Gharb | 30 | PCS | 0 |  | ODCC-EL-ARP-0015 | Abad Rahan | 2021-04-01 | 30 | 30 | [49 empty] | 30
1108 | 43 | EQMI07 |  | Conduit | Bushing | Bushing made from Steel HDG or Aluminium suiatble for Hot Dipped Galvanized Conduits.SIZE:50 - | 50mm | 1071-O2-EL-PO-031-6011-A0-0-001-Rev-001 | OPEN PACKING LIST | Toseye Sanayeh Petro Foolad Gharb | 12 | PCS | 7 |  | ODCC-EL-ARP-0042 | Abad Rahan | 2021-06-27 | 5 | 5 | [49 empty] | 5
1109 | 44 | EQMI07 |  | Conduit | Bushing | Bushing made from Steel HDG or Aluminium suiatble for Hot Dipped Galvanized Conduits.SIZE:50 - | 50mm | 1071-O2-EL-PO-031-6011-A0-0-001-Rev-001 | OPEN PACKING LIST | Toseye Sanayeh Petro Foolad Gharb | 32 | PCS | 26 |  | ODCC-EL-EXR-0004 | EXIR | 2020-11-06 | 1 | 1 |  | ODCC-EL-ARP-0042 | Abad Rahan | 2021-06-27 | 5 | 5 | [43 empty] | 6
1110 | 46 | EQMI07 |  | Conduit | Bushing | Bushing made from Steel HDG or Aluminium suiatble for Hot Dipped Galvanized Conduits.SIZE:50 - | 50mm | 1071-O2-EL-PO-031-6011-A0-0-001-Rev-001 | OPEN PACKING LIST | Toseye Sanayeh Petro Foolad Gharb | 55 | PCS | 55 | [55 empty] | 0
1111 | 61 | EQMI07 |  | Conduit | Bushing | Bushing made from Steel HDG or Aluminium suiatble for Hot Dipped Galvanized Conduits.SIZE:50 - | 50mm | 1071-O2-EL-PO-031-6011-A0-0-001-Rev-001 | OPEN PACKING LIST | Toseye Sanayeh Petro Foolad Gharb | 34 | PCS | 19 |  | ODCC-EL-ARP-0042 | Abad Rahan | 2021-06-27 | 13 | 13 |  | ODCC-EL-ARP-0051 | Abad Rahan | 2021-07-25 | 2 | 2 | [43 empty] | 15
1112 | 41 | EQMI08 |  | Conduit | Bushing | HDG Bushing, Size 63 mm | 63mm | 1071-O2-EL-PO-031-6011-A0-0-001-Rev-001 | OPEN PACKING LIST | Toseye Sanayeh Petro Foolad Gharb | 8 | PCS | 0 |  | ODCC-EL-ARP-0012 | Abad Rahan | 2021-02-16 | 8 | 8 | [49 empty] | 8
1113 | 42 | EQMI08 |  | Conduit | Bushing | HDG Bushing, Size 63 mm | 63mm | 1071-O2-EL-PO-031-6011-A0-0-001-Rev-001 | OPEN PACKING LIST | Toseye Sanayeh Petro Foolad Gharb | 5 | PCS | 0 |  | ODCC-EL-ARP-0015 | Abad Rahan | 2021-04-01 | 5 | 5 | [49 empty] | 5
1114 | 43 | EQMI08 |  | Conduit | Bushing | HDG Bushing, Size 63 mm | 63mm | 1071-O2-EL-PO-031-6011-A0-0-001-Rev-001 | OPEN PACKING LIST | Toseye Sanayeh Petro Foolad Gharb | 12 | PCS | 12 | [55 empty] | 0
1115 | 46 | EQMI08 |  | Conduit | Bushing | HDG Bushing, Size 63 mm | 63mm | 1071-O2-EL-PO-031-6011-A0-0-001-Rev-001 | OPEN PACKING LIST | Toseye Sanayeh Petro Foolad Gharb | 20 | PCS | 20 | [55 empty] | 0
1116 | 61 | EQMI08 |  | Conduit | Bushing | HDG Bushing, Size 63 mm | 63mm | 1071-O2-EL-PO-031-6011-A0-0-001-Rev-001 | OPEN PACKING LIST | Toseye Sanayeh Petro Foolad Gharb | 32 | PCS | 20 |  | ODCC-EL-ARP-0051 | Abad Rahan | 2021-07-25 | 12 | 12 | [49 empty] | 12
1117 | 35 | EQMI11 |  | Conduit | Bushing | HDG Bushing, Size 75 mm | 75mm | 1071-O2-EL-PO-031-6011-A0-0-001-Rev-001 | OPEN PACKING LIST | Toseye Sanayeh Petro Foolad Gharb | 3 | PCS | 3 | [55 empty] | 0
1118 | 41 | EQMI11 |  | Conduit | Bushing | HDG Bushing, Size 75 mm | 75mm | 1071-O2-EL-PO-031-6011-A0-0-001-Rev-001 | OPEN PACKING LIST | Toseye Sanayeh Petro Foolad Gharb | 2 | PCS | 0 |  | ODCC-EL-ARP-0012 | Abad Rahan | 2021-02-16 | 2 | 2 | [49 empty] | 2
1119 | 42 | EQMI11 |  | Conduit | Bushing | HDG Bushing, Size 75 mm | 75mm | 1071-O2-EL-PO-031-6011-A0-0-001-Rev-001 | OPEN PACKING LIST | Toseye Sanayeh Petro Foolad Gharb | 5 | PCS | 0 |  | ODCC-EL-ARP-0015 | Abad Rahan | 2021-04-01 | 5 | 5 | [49 empty] | 5
1120 | 44 | EQMI11 |  | Conduit | Bushing | HDG Bushing, Size 75 mm | 75mm | 1071-O2-EL-PO-031-6011-A0-0-001-Rev-001 | OPEN PACKING LIST | Toseye Sanayeh Petro Foolad Gharb | 6 | PCS | 4 |  | ODCC-EL-EXR-0004 | EXIR | 2020-11-06 | 1 | 1 |  | ODCC-EL-ARP-0042 | Abad Rahan | 2021-06-27 | 1 | 1 | [43 empty] | 2
1121 | 46 | EQMI11 |  | Conduit | Bushing | HDG Bushing, Size 75 mm | 75mm | 1071-O2-EL-PO-031-6011-A0-0-001-Rev-001 | OPEN PACKING LIST | Toseye Sanayeh Petro Foolad Gharb | 5 | PCS | 5 | [55 empty] | 0
1122 | 61 | EQMI11 |  | Conduit | Bushing | HDG Bushing, Size 75 mm | 75mm | 1071-O2-EL-PO-031-6011-A0-0-001-Rev-001 | OPEN PACKING LIST | Toseye Sanayeh Petro Foolad Gharb | 3 | PCS | 3 | [55 empty] | 0
1123 | 35 | EQMG00 |  | Conduit | Unistrut Channel | HDG Unistrut Channel, size 41x41x22x2.5t(mm).L:0.5m. | 41x41x22x2.5t(mm) | 1071-O2-EL-PO-031-6011-A0-0-001-Rev-001 | OPEN PACKING LIST | Toseye Sanayeh Petro Foolad Gharb | 113 | PCS | 0 |  | ODCC-EL-ARP-0056 | Abad Rahan | 2021-09-17 | 70 | 70 |  | ODCC-EL-ARP-0062 | Abad Rahan | 2021-11-23 | 43 | 43 | [43 empty] | 113
1124 | 41 | EQMG00 |  | Conduit | Unistrut Channel | HDG Unistrut Channel, size 41x41x22x2.5t(mm).L:0.5m. | 41x41x22x2.5t(mm) | 1071-O2-EL-PO-031-6011-A0-0-001-Rev-001 | OPEN PACKING LIST | Toseye Sanayeh Petro Foolad Gharb | 225 | PCS | 0 |  | ODCC-EL-ARP-0012 | Abad Rahan | 2021-02-16 | 100 | 100 |  | ODCC-EL-ARP-0016 | Abad Rahan | 2021-04-10 | 8 | 8 |  | ODCC-EL-ARP-0027 | Abad Rahan | 2021-05-25 | 16 | 16 |  | ODCC-EL-ARP-0032 | Abad Rahan | 2021-05-28 | 90 | 90 |  | ODCC-EL-ARP-0062 | Abad Rahan | 2021-11-23 | 11 | 11 | [25 empty] | 225
1125 | 42 | EQMG00 |  | Conduit | Unistrut Channel | HDG Unistrut Channel, size 41x41x22x2.5t(mm).L:0.5m. | 41x41x22x2.5t(mm) | 1071-O2-EL-PO-031-6011-A0-0-001-Rev-001 | OPEN PACKING LIST | Toseye Sanayeh Petro Foolad Gharb | 300 | PCS | 0 |  | ODCC-EL-ARP-0015 | Abad Rahan | 2021-04-01 | 100 | 100 |  | ODCC-EL-ARP-0005 | Abad Rahan | 2021-01-03 | 10 | 10 |  | ODCC-EL-ARP-0026 | Abad Rahan | 2021-05-25 | 15 | 15 |  | ODCC-EL-ARP-0032 | Abad Rahan | 2021-05-28 | 140 | 140 |  | ODCC-EL-ARP-0062 | Abad Rahan | 2021-11-23 | 35 | 35 | [25 empty] | 300
1126 | 43 | EQMG00 |  | Conduit | Unistrut Channel | HDG Unistrut Channel, size 41x41x22x2.5t(mm).L:0.5m. | 41x41x22x2.5t(mm) | 1071-O2-EL-PO-031-6011-A0-0-001-Rev-001 | OPEN PACKING LIST | Toseye Sanayeh Petro Foolad Gharb | 30 | PCS | 0 |  | ODCC-EL-ARP-0056 | Abad Rahan | 2021-09-17 | 30 | 30 | [49 empty] | 30
1127 | 44 | EQMG00 |  | Conduit | Unistrut Channel | HDG Unistrut Channel, size 41x41x22x2.5t(mm).L:0.5m. | 41x41x22x2.5t(mm) | 1071-O2-EL-PO-031-6011-A0-0-001-Rev-001 | OPEN PACKING LIST | Toseye Sanayeh Petro Foolad Gharb | 76 | PCS | 0 |  | ODCC-EL-ARP-0006 | Abad Rahan | 2021-01-18 | 1 | 1 |  | ODCC-EL-EXR-0008 | EXIR | 2021-01-19 | 36 | 36 |  | ODCC-EL-ARP-0051 | Abad Rahan | 2021-07-25 | 39 | 39 | [37 empty] | 76
1128 | 46 | EQMG00 |  | Conduit | Unistrut Channel | HDG Unistrut Channel, size 41x41x22x2.5t(mm).L:0.5m. | 41x41x22x2.5t(mm) | 1071-O2-EL-PO-031-6011-A0-0-001-Rev-001 | OPEN PACKING LIST | Toseye Sanayeh Petro Foolad Gharb | 35 | PCS | 0 |  | ODCC-EL-ARP-0062 | Abad Rahan | 2021-11-23 | 35 | 35 | [49 empty] | 35
1129 | 50 | EQMG00 |  | Conduit | Unistrut Channel | HDG Unistrut Channel, size 41x41x22x2.5t(mm).L:0.5m. | 41x41x22x2.5t(mm) | 1071-O2-EL-PO-031-6011-A0-0-001-Rev-001 | OPEN PACKING LIST | Toseye Sanayeh Petro Foolad Gharb | 300 | PCS | 240 |  | ODCC-EL-ARP-0042 | Abad Rahan | 2021-06-27 | 60 | 60 | [49 empty] | 60
1130 | 61 | EQMG00 |  | Conduit | Unistrut Channel | HDG Unistrut Channel, size 41x41x22x2.5t(mm).L:0.5m. | 41x41x22x2.5t(mm) | 1071-O2-EL-PO-031-6011-A0-0-001-Rev-001 | OPEN PACKING LIST | Toseye Sanayeh Petro Foolad Gharb | 97 | PCS | 0 |  | ODCC-EL-ARP-0004 | Abad Rahan | 2020-12-03 | 24 | 24 |  | ODCC-EL-ARP-0008 | Abad Rahan | 2021-01-31 | 50 | 50 |  | ODCC-EL-ARP-0051 | Abad Rahan | 2021-07-25 | 23 | 23 | [37 empty] | 97
1131 | 35 | EQMA04 |  | Conduit | Conduit | Steel Conduit, Rigid (HDG)length 6mSIZE 25mm | 25mm | 1071-O2-EL-PO-031-6011-A0-0-001-Rev-001 | OPEN PACKING LIST | Toseye Sanayeh Petro Foolad Gharb | 126 | PCS | 75 |  | ODCC-EL-ARP-0005 | Abad Rahan | 2021-01-03 | 4 | 4 |  | ODCC-EL-ARP-0004 | ABAD RAHAN | 2020-12-03 | 6 | 6 | MTR TO UNIT 61 | ODCC-EL-ARP-0008 | ABAD RAHAN | 2021-01-31 | 7 | 7 | UNIT 51 TO 61 | ODCC-EL-ARP-0072 | Abad Rahan | 2021-12-01 | 34 | 34 | [31 empty] | 51
1132 | 41 | EQMA04 |  | Conduit | Conduit | Steel Conduit, Rigid (HDG)length 6mSIZE 25mm | 25mm | 1071-O2-EL-PO-031-6011-A0-0-001-Rev-001 | OPEN PACKING LIST | Toseye Sanayeh Petro Foolad Gharb | 39 | PCS | 24 |  | ODCC-EL-ARP-0012 | Abad Rahan | 2021-02-16 | 10 | 10 |  | ODCC-EL-ARP-0027 | Abad Rahan | 2021-05-25 | 5 | 5 | [43 empty] | 15
1133 | 42 | EQMA04 |  | Conduit | Conduit | Steel Conduit, Rigid (HDG)length 6mSIZE 25mm | 25mm | 1071-O2-EL-PO-031-6011-A0-0-001-Rev-001 | OPEN PACKING LIST | Toseye Sanayeh Petro Foolad Gharb | 35 | PCS | 0 |  | ODCC-EL-ARP-0015 | Abad Rahan | 2021-04-01 | 35 | 35 | [49 empty] | 35
1134 | 43 | EQMA04 |  | Conduit | Conduit | Steel Conduit, Rigid (HDG)length 6mSIZE 25mm | 25mm | 1071-O2-EL-PO-031-6011-A0-0-001-Rev-001 | OPEN PACKING LIST | Toseye Sanayeh Petro Foolad Gharb | 5 | PCS | 3 | MRV | ODCC-EL-ARP-0003 | Abad Rahan | 2020-11-13 | 12 | 12 | [43 empty] | ODCC-EL-ARP-0001 | Abad Rahan | 2020-11-21 | 10 |  |  | 2
1135 | 44 | EQMA04 |  | Conduit | Conduit | Steel Conduit, Rigid (HDG)length 6mSIZE 25mm | 25mm | 1071-O2-EL-PO-031-6011-A0-0-001-Rev-001 | OPEN PACKING LIST | Toseye Sanayeh Petro Foolad Gharb | 6 | PCS | 1 |  | ODCC-EL-EXR-0003 | EXIR | 2020-10-05 | 3 | 3 |  | ODCC-EL-EXR-0007 | EXIR | 2021-01-01 | 2 | 2 | [43 empty] | 5
1136 | 46 | EQMA04 |  | Conduit | Conduit | Steel Conduit, Rigid (HDG)length 6mSIZE 25mm | 25mm | 1071-O2-EL-PO-031-6011-A0-0-001-Rev-001 | OPEN PACKING LIST | Toseye Sanayeh Petro Foolad Gharb | 120 | PCS | 120 | [55 empty] | 0
1137 | 50 | EQMA04 |  | Conduit | Conduit | Steel Conduit, Rigid (HDG)length 6mSIZE 25mm | 25mm | 1071-O2-EL-PO-031-6011-A0-0-001-Rev-001 | OPEN PACKING LIST | Toseye Sanayeh Petro Foolad Gharb | 80 | PCS | 72 |  | ODCC-EL-ARP-0042 | Abad Rahan | 2021-06-27 | 8 | 8 | [49 empty] | 8
1138 | 35 | EQMA05 |  | Conduit | Conduit | Steel Conduit, Rigid (HDG)Iength 6m. Size 32 mm | 32mm | 1071-O2-EL-PO-031-6011-A0-0-001-Rev-001 | OPEN PACKING LIST | Toseye Sanayeh Petro Foolad Gharb | 140 | PCS | 36 |  | ODCC-EL-ARP-0008 | Abad Rahan | 2021-01-31 | 4 | 4 | FOR 61 | ODCC-EL-ARP-0072 | Abad Rahan | 2021-12-01 | 100 | 100 | [43 empty] | 104
1139 | 41 | EQMA05 |  | Conduit | Conduit | Steel Conduit, Rigid (HDG)Iength 6m. Size 32 mm | 32mm | 1071-O2-EL-PO-031-6011-A0-0-001-Rev-001 | OPEN PACKING LIST | Toseye Sanayeh Petro Foolad Gharb | 335 | PCS | 85 |  | ODCC-EL-ARP-0032 | Abad Rahan | 2021-05-28 | 250 | 250 | [49 empty] | 250
1140 | 42 | EQMA05 |  | Conduit | Conduit | Steel Conduit, Rigid (HDG)Iength 6m. Size 32 mm | 32mm | 1071-O2-EL-PO-031-6011-A0-0-001-Rev-001 | OPEN PACKING LIST | Toseye Sanayeh Petro Foolad Gharb | 240 | PCS | 60 |  | ODCC-EL-ARP-0032 | Abad Rahan | 2021-05-28 | 180 | 180 | [49 empty] | 180
1141 | 43 | EQMA05 |  | Conduit | Conduit | Steel Conduit, Rigid (HDG)Iength 6m. Size 32 mm | 32mm | 1071-O2-EL-PO-031-6011-A0-0-001-Rev-001 | OPEN PACKING LIST | Toseye Sanayeh Petro Foolad Gharb | 44 | PCS | 44 | [55 empty] | 0
1142 | 44 | EQMA05 |  | Conduit | Conduit | Steel Conduit, Rigid (HDG)Iength 6m. Size 32 mm | 32mm | 1071-O2-EL-PO-031-6011-A0-0-001-Rev-001 | OPEN PACKING LIST | Toseye Sanayeh Petro Foolad Gharb | 118 | PCS | 0 |  | ODCC-EL-EXR-0008 | EXIR | 2021-01-19 | 7 | 7 |  | ODCC-EL-ARP-0051 | Abad Rahan | 2021-07-25 | 111 | 111 | [43 empty] | 118
1143 | 35 | EQMA06 |  | Conduit | Conduit | Steel Conduit, Rigid (HDG)Iength 6m. Size 40 mm | 40mm | 1071-O2-EL-PO-031-6011-A0-0-001-Rev-001 | OPEN PACKING LIST | Toseye Sanayeh Petro Foolad Gharb | 15 | PCS | 0 |  | ODCC-EL-ARP-0072 | Abad Rahan | 2021-12-01 | 15 | 15 | [49 empty] | 15
1144 | 41 | EQMA06 |  | Conduit | Conduit | Steel Conduit, Rigid (HDG)Iength 6m. Size 40 mm | 40mm | 1071-O2-EL-PO-031-6011-A0-0-001-Rev-001 | OPEN PACKING LIST | Toseye Sanayeh Petro Foolad Gharb | 43 | PCS | 0 |  | ODCC-EL-ARP-0012 | Abad Rahan | 2021-02-16 | 15 | 15 |  | ODCC-EL-ARP-0027 | Abad Rahan | 2021-05-25 | 5 | 5 |  | ODCC-EL-ARP-0032 | Abad Rahan | 2021-05-28 | 23 | 23 | [37 empty] | 43
1145 | 42 | EQMA06 |  | Conduit | Conduit | Steel Conduit, Rigid (HDG)Iength 6m. Size 40 mm | 40mm | 1071-O2-EL-PO-031-6011-A0-0-001-Rev-001 | OPEN PACKING LIST | Toseye Sanayeh Petro Foolad Gharb | 133 | PCS | 20 |  | ODCC-EL-ARP-0015 | Abad Rahan | 2021-04-01 | 23 | 23 |  | ODCC-EL-ARP-0032 | Abad Rahan | 2021-05-28 | 80 | 80 |  | ODCC-EL-ARP-0032 | Abad Rahan | 2021-05-28 | 5 | 5 | For 41 | ODCC-EL-ARP-0008 | ABAD RAHAN | 2021-01-31 | 5 | 5 | FOR 61 | [30 empty] | 113
1146 | 43 | EQMA06 |  | Conduit | Conduit | Steel Conduit, Rigid (HDG)Iength 6m. Size 40 mm | 40mm | 1071-O2-EL-PO-031-6011-A0-0-001-Rev-001 | OPEN PACKING LIST | Toseye Sanayeh Petro Foolad Gharb | 12 | PCS | 8 | MRV | ODCC-EL-ARP-0003 | Abad Rahan | 2020-11-13 | 20 | 20 |  | ODCC-EL-ARP-0004 | Abad Rahan | 2020-12-03 | 1 | 1 | [37 empty] | ODCC-EL-ARP-0001 | Abad Rahan | 2020-11-21 | 17 | 17 |  | 4
1147 | 44 | EQMA06 |  | Conduit | Conduit | Steel Conduit, Rigid (HDG)Iength 6m. Size 40 mm | 40mm | 1071-O2-EL-PO-031-6011-A0-0-001-Rev-001 | OPEN PACKING LIST | Toseye Sanayeh Petro Foolad Gharb | 24 | PCS | 0 |  | ODCC-EL-EXR-0006 | EXIR | 2020-10-05 | 2 | 2 |  | ODCC-EL-ARP-0006 | Abad Rahan | 2021-01-18 | 6 | 6 |  | ODCC-EL-EXR-0008 | EXIR | 2021-01-19 | 6 | 6 |  | ODCC-EL-ARP-0051 | Abad Rahan | 2021-07-25 | 10 | 10 | [31 empty] | 24
1148 | 50 | EQMA06 |  | Conduit | Conduit | Steel Conduit, Rigid (HDG)Iength 6m. Size 40 mm | 40mm | 1071-O2-EL-PO-031-6011-A0-0-001-Rev-001 | OPEN PACKING LIST | Toseye Sanayeh Petro Foolad Gharb | 3 | PCS | 3 | [55 empty] | 0
1149 | 61 | EQMA06 |  | Conduit | Conduit | Steel Conduit, Rigid (HDG)Iength 6m. Size 40 mm | 40mm | 1071-O2-EL-PO-031-6011-A0-0-001-Rev-001 | OPEN PACKING LIST | Toseye Sanayeh Petro Foolad Gharb | 6 | PCS | 0 |  | ODCC-EL-ARP-0004 | Abad Rahan | 2020-12-03 | 6 | 6 | [49 empty] | 6
1150 | 35 | EQMA07 |  | Conduit | Conduit | Steel Conduit, Rigid (HDG)Iength 6m. Size 50 mm | 50mm | 1071-O2-EL-PO-031-6011-A0-0-001-Rev-001 | OPEN PACKING LIST | Toseye Sanayeh Petro Foolad Gharb | 8 | PCS | 8 | [55 empty] | 0
1151 | 41 | EQMA07 |  | Conduit | Conduit | Steel Conduit, Rigid (HDG)Iength 6m. Size 50 mm | 50mm | 1071-O2-EL-PO-031-6011-A0-0-001-Rev-001 | OPEN PACKING LIST | Toseye Sanayeh Petro Foolad Gharb | 20 | PCS | 6 |  | ODCC-EL-ARP-0012 | Abad Rahan | 2021-02-16 | 10 | 10 |  | ODCC-EL-ARP-0027 | Abad Rahan | 2021-05-25 | 4 | 4 | [43 empty] | 14
1152 | 42 | EQMA07 |  | Conduit | Conduit | Steel Conduit, Rigid (HDG)Iength 6m. Size 50 mm | 50mm | 1071-O2-EL-PO-031-6011-A0-0-001-Rev-001 | OPEN PACKING LIST | Toseye Sanayeh Petro Foolad Gharb | 31 | PCS | 0 |  | ODCC-EL-ARP-0015 | Abad Rahan | 2021-04-01 | 31 | 31 | [49 empty] | 31
1153 | 43 | EQMA07 |  | Conduit | Conduit | Steel Conduit, Rigid (HDG)Iength 6m. Size 50 mm | 50mm | 1071-O2-EL-PO-031-6011-A0-0-001-Rev-001 | OPEN PACKING LIST | Toseye Sanayeh Petro Foolad Gharb | 5 | PCS | 3 | MRV | ODCC-EL-ARP-0003 | Abad Rahan | 2020-11-13 | 12 | 12 | [43 empty] | ODCC-EL-ARP-0001 | Abad Rahan | 2020-11-21 | 10 |  |  | 2
1154 | 44 | EQMA07 |  | Conduit | Conduit | Steel Conduit, Rigid (HDG)Iength 6m. Size 50 mm | 50mm | 1071-O2-EL-PO-031-6011-A0-0-001-Rev-001 | OPEN PACKING LIST | Toseye Sanayeh Petro Foolad Gharb | 14 | PCS | 0 |  | ODCC-EL-EXR-0006 | EXIR | 2020-10-05 | 3 | 3 |  | ODCC-EL-EXR-0007 | EXIR | 2021-01-01 | 4 | 4 |  | ODCC-EL-EXR-0008 | EXIR | 2021-01-19 | 7 | 7 | [37 empty] | 14
1155 | 46 | EQMA07 |  | Conduit | Conduit | Steel Conduit, Rigid (HDG)Iength 6m. Size 50 mm | 50mm | 1071-O2-EL-PO-031-6011-A0-0-001-Rev-001 | OPEN PACKING LIST | Toseye Sanayeh Petro Foolad Gharb | 65 | PCS | 65 | [7 empty] | ODCC-EL-EXR-0007 | [47 empty] | 0
1156 | 50 | EQMA07 |  | Conduit | Conduit | Steel Conduit, Rigid (HDG)Iength 6m. Size 50 mm | 50mm | 1071-O2-EL-PO-031-6011-A0-0-001-Rev-001 | OPEN PACKING LIST | Toseye Sanayeh Petro Foolad Gharb | 40 | PCS | 19 |  | ODCC-EL-ARP-0042 | Abad Rahan | 2021-06-27 | 11 | 11 |  | ODCC-EL-IGC-0138 | IGC | 2021-08-15 | 10 | 10 | [43 empty] | 21
1157 | 61 | EQMA07 |  | Conduit | Conduit | Steel Conduit, Rigid (HDG)Iength 6m. Size 50 mm | 50mm | 1071-O2-EL-PO-031-6011-A0-0-001-Rev-001 | OPEN PACKING LIST | Toseye Sanayeh Petro Foolad Gharb | 5 | PCS | 1 |  | ODCC-EL-ARP-0004 | Abad Rahan | 2020-12-03 | 4 | 4 | [49 empty] | 4
1158 | 35 | EQMA11 |  | Conduit | Conduit | Steel Conduit, Rigid (HDG)Iength 6m. Size 75 mm | 75mm | 1071-O2-EL-PO-031-6011-A0-0-001-Rev-001 | OPEN PACKING LIST | Toseye Sanayeh Petro Foolad Gharb | 2 | PCS | 2 | [55 empty] | 0
1159 | 41 | EQMA11 |  | Conduit | Conduit | Steel Conduit, Rigid (HDG)Iength 6m. Size 75 mm | 75mm | 1071-O2-EL-PO-031-6011-A0-0-001-Rev-001 | OPEN PACKING LIST | Toseye Sanayeh Petro Foolad Gharb | 1 | PCS | 0 |  | ODCC-EL-ARP-0012 | Abad Rahan | 2021-02-16 | 1 | 1 | [49 empty] | 1
1160 | 42 | EQMA11 |  | Conduit | Conduit | Steel Conduit, Rigid (HDG)Iength 6m. Size 75 mm | 75mm | 1071-O2-EL-PO-031-6011-A0-0-001-Rev-001 | OPEN PACKING LIST | Toseye Sanayeh Petro Foolad Gharb | 3 | PCS | 0 |  | ODCC-EL-ARP-0015 | Abad Rahan | 2021-04-01 | 2 | 2 |  | ODCC-EL-ARP-0026 | Abad Rahan | 2021-05-25 | 1 | 1 | [43 empty] | 3
1161 | 44 | EQMA11 |  | Conduit | Conduit | Steel Conduit, Rigid (HDG)Iength 6m. Size 75 mm | 75mm | 1071-O2-EL-PO-031-6011-A0-0-001-Rev-001 | OPEN PACKING LIST | Toseye Sanayeh Petro Foolad Gharb | 1 | PCS | 1 | [55 empty] | 0
1162 | 46 | EQMA11 |  | Conduit | Conduit | Steel Conduit, Rigid (HDG)Iength 6m. Size 75 mm | 75mm | 1071-O2-EL-PO-031-6011-A0-0-001-Rev-001 | OPEN PACKING LIST | Toseye Sanayeh Petro Foolad Gharb | 10 | PCS | 10 | [55 empty] | 0
1163 | 50 | EQMA11 |  | Conduit | Conduit | Steel Conduit, Rigid (HDG)Iength 6m. Size 75 mm | 75mm | 1071-O2-EL-PO-031-6011-A0-0-001-Rev-001 | OPEN PACKING LIST | Toseye Sanayeh Petro Foolad Gharb | 2 | PCS | 2 | [55 empty] | 0
1164 | 61 | EQMA11 |  | Conduit | Conduit | Steel Conduit, Rigid (HDG)Iength 6m. Size 75 mm | 75mm | 1071-O2-EL-PO-031-6011-A0-0-001-Rev-001 | OPEN PACKING LIST | Toseye Sanayeh Petro Foolad Gharb | 1 | PCS | 1 | [55 empty] | 0
1165 | 35 | EQMA13 |  | Conduit | Conduit | Steel Conduit, Rigid (HDG)Iength 6m. Size 100 mm | 100mm | 1071-O2-EL-PO-031-6011-A0-0-001-Rev-001 | OPEN PACKING LIST | Toseye Sanayeh Petro Foolad Gharb | 3 | PCS | 3 | [55 empty] | 0
1166 | 41 | EQMA13 |  | Conduit | Conduit | Steel Conduit, Rigid (HDG)Iength 6m. Size 100 mm | 100mm | 1071-O2-EL-PO-031-6011-A0-0-001-Rev-001 | OPEN PACKING LIST | Toseye Sanayeh Petro Foolad Gharb | 6 | PCS | 3 |  | ODCC-EL-ARP-0012 | Abad Rahan | 2021-02-16 | 3 | 3 | [49 empty] | 3
1167 | 42 | EQMA13 |  | Conduit | Conduit | Steel Conduit, Rigid (HDG)Iength 6m. Size 100 mm | 100mm | 1071-O2-EL-PO-031-6011-A0-0-001-Rev-001 | OPEN PACKING LIST | Toseye Sanayeh Petro Foolad Gharb | 2 | PCS | 0 |  | ODCC-EL-ARP-0015 | Abad Rahan | 2021-04-01 | 2 | 2 | [49 empty] | 2
1168 | 43 | EQMA13 |  | Conduit | Conduit | Steel Conduit, Rigid (HDG)Iength 6m. Size 100 mm | 100mm | 1071-O2-EL-PO-031-6011-A0-0-001-Rev-001 | OPEN PACKING LIST | Toseye Sanayeh Petro Foolad Gharb | 1 | PCS | 1 | [55 empty] | 0
1169 | 46 | EQMA13 |  | Conduit | Conduit | Steel Conduit, Rigid (HDG)Iength 6m. Size 100 mm | 100mm | 1071-O2-EL-PO-031-6011-A0-0-001-Rev-001 | OPEN PACKING LIST | Toseye Sanayeh Petro Foolad Gharb | 20 | PCS | 20 | [55 empty] | 0
1170 | 61 | EQMA13 |  | Conduit | Conduit | Steel Conduit, Rigid (HDG)Iength 6m. Size 100 mm | 100mm | 1071-O2-EL-PO-031-6011-A0-0-001-Rev-001 | OPEN PACKING LIST | Toseye Sanayeh Petro Foolad Gharb | 1 | PCS | 0 |  | ODCC-EL-ARP-0008 | Abad Rahan | 2021-01-31 | 1 | 1 | [49 empty] | 1
1171 | 61 | EQMA14 |  | Conduit | Conduit | Steel Conduit, Rigid (HDG)Iength 6m. Size 150 mm | 150mm | 1071-O2-EL-PO-031-6011-A0-0-001-Rev-001 | OPEN PACKING LIST | Toseye Sanayeh Petro Foolad Gharb | 2 | PCS | 1 |  | ODCC-EL-ARP-0004 | Abad Rahan | 2020-12-03 | 1 | 1 | [49 empty] | 1
1172 | 35 | EQMA08 |  | Conduit | Conduit | Steel Conduit, Rigid (HDG)Iength 6m. Size 63 mm | 63mm | 1071-O2-EL-PO-031-6011-A0-0-001-Rev-001 | OPEN PACKING LIST | Toseye Sanayeh Petro Foolad Gharb | 17 | PCS | 0 |  | ODCC-EL-ARP-0056 | Abad Rahan | 2021-09-17 | 17 | 17 | [49 empty] | 17
1173 | 41 | EQMA08 |  | Conduit | Conduit | Steel Conduit, Rigid (HDG)Iength 6m. Size 63 mm | 63mm | 1071-O2-EL-PO-031-6011-A0-0-001-Rev-001 | OPEN PACKING LIST | Toseye Sanayeh Petro Foolad Gharb | 16 | PCS | 10 |  | ODCC-EL-ARP-0012 | Abad Rahan | 2021-02-16 | 6 | 6 | [49 empty] | 6
1174 | 42 | EQMA08 |  | Conduit | Conduit | Steel Conduit, Rigid (HDG)Iength 6m. Size 63 mm | 63mm | 1071-O2-EL-PO-031-6011-A0-0-001-Rev-001 | OPEN PACKING LIST | Toseye Sanayeh Petro Foolad Gharb | 10 | PCS | 4 |  | ODCC-EL-ARP-0015 | Abad Rahan | 2021-04-01 | 6 | 6 | [49 empty] | 6
1175 | 43 | EQMA08 |  | Conduit | Conduit | Steel Conduit, Rigid (HDG)Iength 6m. Size 63 mm | 63mm | 1071-O2-EL-PO-031-6011-A0-0-001-Rev-001 | OPEN PACKING LIST | Toseye Sanayeh Petro Foolad Gharb | 5 | PCS | 0 |  | ODCC-EL-ARP-0056 | Abad Rahan | 2021-09-17 | 5 | 5 | [49 empty] | 5
1176 | 44 | EQMA08 |  | Conduit | Conduit | Steel Conduit, Rigid (HDG)Iength 6m. Size 63 mm | 63mm | 1071-O2-EL-PO-031-6011-A0-0-001-Rev-001 | OPEN PACKING LIST | Toseye Sanayeh Petro Foolad Gharb | 8 | PCS | 3 |  | ODCC-EL-EXR-0006 | EXIR | 2020-10-05 | 1 | 1 |  | ODCC-EL-EXR-0008 | EXIR | 2021-01-19 | 4 | 4 | [43 empty] | 5
1177 | 46 | EQMA08 |  | Conduit | Conduit | Steel Conduit, Rigid (HDG)Iength 6m. Size 63 mm | 63mm | 1071-O2-EL-PO-031-6011-A0-0-001-Rev-001 | OPEN PACKING LIST | Toseye Sanayeh Petro Foolad Gharb | 20 | PCS | 20 | [55 empty] | 0
1178 | 50 | EQMA08 |  | Conduit | Conduit | Steel Conduit, Rigid (HDG)Iength 6m. Size 63 mm | 63mm | 1071-O2-EL-PO-031-6011-A0-0-001-Rev-001 | OPEN PACKING LIST | Toseye Sanayeh Petro Foolad Gharb | 90 | PCS | 88 |  | ODCC-EL-ARP-0042 | Abad Rahan | 2021-06-27 | 2 | 2 | [49 empty] | 2
1179 | 61 | EQMA08 |  | Conduit | Conduit | Steel Conduit, Rigid (HDG)Iength 6m. Size 63 mm | 63mm | 1071-O2-EL-PO-031-6011-A0-0-001-Rev-001 | OPEN PACKING LIST | Toseye Sanayeh Petro Foolad Gharb | 5 | PCS | 0 |  | ODCC-EL-ARP-0004 | Abad Rahan | 2020-12-03 | 3 | 3 |  | ODCC-EL-ARP-0051 | Abad Rahan | 2021-07-25 | 1 | 1 |  | ODCC-EL-ARP-0056 | Abad Rahan | 2021-09-17 | 1 | 1 | [37 empty] | 5
1180 | 35 | EQMA19 |  | Conduit | Conduit | Steel Conduit, Rigid (HDG)Iength 6m. Size 125 mm | 125mm | 1071-O2-EL-PO-031-6011-A0-0-001-Rev-001 | OPEN PACKING LIST | Toseye Sanayeh Petro Foolad Gharb | 2 | PCS | 2 | [55 empty] | 0
1181 | 41 | EQMA19 |  | Conduit | Conduit | Steel Conduit, Rigid (HDG)Iength 6m. Size 125 mm | 125mm | 1071-O2-EL-PO-031-6011-A0-0-001-Rev-001 | OPEN PACKING LIST | Toseye Sanayeh Petro Foolad Gharb | 3 | PCS | 1 |  | ODCC-EL-ARP-0012 | Abad Rahan | 2021-02-16 | 2 | 2 | [49 empty] | 2
1182 | 42 | EQMA19 |  | Conduit | Conduit | Steel Conduit, Rigid (HDG)Iength 6m. Size 125 mm | 125mm | 1071-O2-EL-PO-031-6011-A0-0-001-Rev-001 | OPEN PACKING LIST | Toseye Sanayeh Petro Foolad Gharb | 11 | PCS | 0 |  | ODCC-EL-ARP-0015 | Abad Rahan | 2021-04-01 | 10 | 10 |  | ODCC-EL-ARP-0026 | Abad Rahan | 2021-05-25 | 1 | 1 | [43 empty] | 11
1183 | 43 | EQMA19 |  | Conduit | Conduit | Steel Conduit, Rigid (HDG)Iength 6m. Size 125 mm | 125mm | 1071-O2-EL-PO-031-6011-A0-0-001-Rev-001 | OPEN PACKING LIST | Toseye Sanayeh Petro Foolad Gharb | 2 | PCS | 2 | [55 empty] | 0
1184 | 44 | EQMA19 |  | Conduit | Conduit | Steel Conduit, Rigid (HDG)Iength 6m. Size 125 mm | 125mm | 1071-O2-EL-PO-031-6011-A0-0-001-Rev-001 | OPEN PACKING LIST | Toseye Sanayeh Petro Foolad Gharb | 1 | PCS | 1 | [55 empty] | 0
1185 | 46 | EQMA19 |  | Conduit | Conduit | Steel Conduit, Rigid (HDG)Iength 6m. Size 125 mm | 125mm | 1071-O2-EL-PO-031-6011-A0-0-001-Rev-001 | OPEN PACKING LIST | Toseye Sanayeh Petro Foolad Gharb | 25 | PCS | 25 | [55 empty] | 0
1186 | 61 | EQMA19 |  | Conduit | Conduit | Steel Conduit, Rigid (HDG)Iength 6m. Size 125 mm | 125mm | 1071-O2-EL-PO-031-6011-A0-0-001-Rev-001 | OPEN PACKING LIST | Toseye Sanayeh Petro Foolad Gharb | 2 | PCS | 0 |  | ODCC-EL-ARP-0004 | Abad Rahan | 2020-12-03 | 2 | 2 | [49 empty] | 2
1187 | 35 | EQMW05 |  | Conduit | Flexible | Flexible metal conduit with PVC cover,Size 32mm | 32mm | 1071-O2-EL-PO-031-6011-A0-0-001-Rev-001 | OPEN PACKING LIST | Toseye Sanayeh Petro Foolad Gharb | 95 | meter | 95 | [55 empty] | 0
1188 | 41 | EQMW05 |  | Conduit | Flexible | Flexible metal conduit with PVC cover,Size 32mm | 32mm | 1071-O2-EL-PO-031-6011-A0-0-001-Rev-001 | OPEN PACKING LIST | Toseye Sanayeh Petro Foolad Gharb | 245 | meter | 218 |  | ODCC-EL-ARP-0076 | Abad Rahan | 2021-12-18 | 27 | 27 | [49 empty] | 27
1189 | 42 | EQMW05 |  | Conduit | Flexible | Flexible metal conduit with PVC cover,Size 32mm | 32mm | 1071-O2-EL-PO-031-6011-A0-0-001-Rev-001 | OPEN PACKING LIST | Toseye Sanayeh Petro Foolad Gharb | 245 | meter | 168 |  | ODCC-EL-ARP-0029 | Abad Rahan | 2021-05-25 | 50 | 50 |  | ODCC-EL-ARP-0076 | Abad Rahan | 2021-12-18 | 27 | 27 | [43 empty] | 77
1190 | 43 | EQMW05 |  | Conduit | Flexible | Flexible metal conduit with PVC cover,Size 32mm | 32mm | 1071-O2-EL-PO-031-6011-A0-0-001-Rev-001 | OPEN PACKING LIST | Toseye Sanayeh Petro Foolad Gharb | 144 | meter | 138 |  | ODCC-EL-ARP-0076 | Abad Rahan | 2021-12-18 | 6 | 6 | [49 empty] | 6
1191 | 44 | EQMW05 |  | Conduit | Flexible | Flexible metal conduit with PVC cover,Size 32mm | 32mm | 1071-O2-EL-PO-031-6011-A0-0-001-Rev-001 | OPEN PACKING LIST | Toseye Sanayeh Petro Foolad Gharb | 254 | meter | 239 |  | ODCC-EL-ARP-0076 | Abad Rahan | 2021-12-18 | 15 | 15 | [49 empty] | 15
1192 | 61 | EQMW05 |  | Conduit | Flexible | Flexible metal conduit with PVC cover,Size 32mm | 32mm | 1071-O2-EL-PO-031-6011-A0-0-001-Rev-001 | OPEN PACKING LIST | Toseye Sanayeh Petro Foolad Gharb | 20 | meter | 0 |  | ODCC-EL-ARP-0076 | Abad Rahan | 2021-12-18 | 20 | 20 | [49 empty] | 20
1193 | 35 | EQMW06 |  | Conduit | Flexible | Flexible metal conduit with PVC cover,Size 40mm | 40mm | 1071-O2-EL-PO-031-6011-A0-0-001-Rev-001 | OPEN PACKING LIST | Toseye Sanayeh Petro Foolad Gharb | 21 | meter | 21 | [55 empty] | 0
1194 | 41 | EQMW06 |  | Conduit | Flexible | Flexible metal conduit with PVC cover,Size 40mm | 40mm | 1071-O2-EL-PO-031-6011-A0-0-001-Rev-001 | OPEN PACKING LIST | Toseye Sanayeh Petro Foolad Gharb | 35 | meter | 35 | [55 empty] | 0
1195 | 42 | EQMW06 |  | Conduit | Flexible | Flexible metal conduit with PVC cover,Size 40mm | 40mm | 1071-O2-EL-PO-031-6011-A0-0-001-Rev-001 | OPEN PACKING LIST | Toseye Sanayeh Petro Foolad Gharb | 55 | meter | 55 | [55 empty] | 0
1196 | 43 | EQMW06 |  | Conduit | Flexible | Flexible metal conduit with PVC cover,Size 40mm | 40mm | 1071-O2-EL-PO-031-6011-A0-0-001-Rev-001 | OPEN PACKING LIST | Toseye Sanayeh Petro Foolad Gharb | 12 | meter | 12 | [55 empty] | 0
1197 | 44 | EQMW06 |  | Conduit | Flexible | Flexible metal conduit with PVC cover,Size 40mm | 40mm | 1071-O2-EL-PO-031-6011-A0-0-001-Rev-001 | OPEN PACKING LIST | Toseye Sanayeh Petro Foolad Gharb | 45 | meter | 45 | [55 empty] | 0
1198 | 50 | EQMW06 |  | Conduit | Flexible | Flexible metal conduit with PVC cover,Size 40mm | 40mm | 1071-O2-EL-PO-031-6011-A0-0-001-Rev-001 | OPEN PACKING LIST | Toseye Sanayeh Petro Foolad Gharb | 3 | meter | 3 | [55 empty] | 0
1199 | 61 | EQMW06 |  | Conduit | Flexible | Flexible metal conduit with PVC cover,Size 40mm | 40mm | 1071-O2-EL-PO-031-6011-A0-0-001-Rev-001 | OPEN PACKING LIST | Toseye Sanayeh Petro Foolad Gharb | 20 | meter | 20 | [55 empty] | 0
1200 | 35 | EQMW07 |  | Conduit | Flexible | Flexible metal conduit with PVC cover,Size 50mm | 50mm | 1071-O2-EL-PO-031-6011-A0-0-001-Rev-001 | OPEN PACKING LIST | Toseye Sanayeh Petro Foolad Gharb | 9 | meter | 9 | [55 empty] | 0
1201 | 41 | EQMW07 |  | Conduit | Flexible | Flexible metal conduit with PVC cover,Size 50mm | 50mm | 1071-O2-EL-PO-031-6011-A0-0-001-Rev-001 | OPEN PACKING LIST | Toseye Sanayeh Petro Foolad Gharb | 12 | meter | 12 | [55 empty] | 0
1202 | 42 | EQMW07 |  | Conduit | Flexible | Flexible metal conduit with PVC cover,Size 50mm | 50mm | 1071-O2-EL-PO-031-6011-A0-0-001-Rev-001 | OPEN PACKING LIST | Toseye Sanayeh Petro Foolad Gharb | 35 | meter | 35 | [55 empty] | 0
1203 | 43 | EQMW07 |  | Conduit | Flexible | Flexible metal conduit with PVC cover,Size 50mm | 50mm | 1071-O2-EL-PO-031-6011-A0-0-001-Rev-001 | OPEN PACKING LIST | Toseye Sanayeh Petro Foolad Gharb | 4 | meter | 4 | [55 empty] | 0
1204 | 44 | EQMW07 |  | Conduit | Flexible | Flexible metal conduit with PVC cover,Size 50mm | 50mm | 1071-O2-EL-PO-031-6011-A0-0-001-Rev-001 | OPEN PACKING LIST | Toseye Sanayeh Petro Foolad Gharb | 12 | meter | 12 | [55 empty] | 0
1205 | 50 | EQMW07 |  | Conduit | Flexible | Flexible metal conduit with PVC cover,Size 50mm | 50mm | 1071-O2-EL-PO-031-6011-A0-0-001-Rev-001 | OPEN PACKING LIST | Toseye Sanayeh Petro Foolad Gharb | 140 | meter | 140 | [55 empty] | 0
1206 | 61 | EQMW07 |  | Conduit | Flexible | Flexible metal conduit with PVC cover,Size 50mm | 50mm | 1071-O2-EL-PO-031-6011-A0-0-001-Rev-001 | OPEN PACKING LIST | Toseye Sanayeh Petro Foolad Gharb | 10 | meter | 10 | [55 empty] | 0
1207 | 35 | EQMW08 |  | Conduit | Flexible | Flexible metal conduit with PVC cover,Size 63mm | 63mm | 1071-O2-EL-PO-031-6011-A0-0-001-Rev-001 | OPEN PACKING LIST | Toseye Sanayeh Petro Foolad Gharb | 26 | meter | 26 | [55 empty] | 0
1208 | 41 | EQMW08 |  | Conduit | Flexible | Flexible metal conduit with PVC cover,Size 63mm | 63mm | 1071-O2-EL-PO-031-6011-A0-0-001-Rev-001 | OPEN PACKING LIST | Toseye Sanayeh Petro Foolad Gharb | 20 | meter | 20 | [55 empty] | 0
1209 | 42 | EQMW08 |  | Conduit | Flexible | Flexible metal conduit with PVC cover,Size 63mm | 63mm | 1071-O2-EL-PO-031-6011-A0-0-001-Rev-001 | OPEN PACKING LIST | Toseye Sanayeh Petro Foolad Gharb | 15 | meter | 15 | [55 empty] | 0
1210 | 43 | EQMW08 |  | Conduit | Flexible | Flexible metal conduit with PVC cover,Size 63mm | 63mm | 1071-O2-EL-PO-031-6011-A0-0-001-Rev-001 | OPEN PACKING LIST | Toseye Sanayeh Petro Foolad Gharb | 16 | meter | 16 | [55 empty] | 0
1211 | 44 | EQMW08 |  | Conduit | Flexible | Flexible metal conduit with PVC cover,Size 63mm | 63mm | 1071-O2-EL-PO-031-6011-A0-0-001-Rev-001 | OPEN PACKING LIST | Toseye Sanayeh Petro Foolad Gharb | 9 | meter | 9 | [55 empty] | 0
1212 | 50 | EQMW08 |  | Conduit | Flexible | Flexible metal conduit with PVC cover,Size 63mm | 63mm | 1071-O2-EL-PO-031-6011-A0-0-001-Rev-001 | OPEN PACKING LIST | Toseye Sanayeh Petro Foolad Gharb | 355 | meter | 355 | [55 empty] | 0
1213 | 61 | EQMW08 |  | Conduit | Flexible | Flexible metal conduit with PVC cover,Size 63mm | 63mm | 1071-O2-EL-PO-031-6011-A0-0-001-Rev-001 | OPEN PACKING LIST | Toseye Sanayeh Petro Foolad Gharb | 10 | meter | 10 | [55 empty] | 0
1214 | 61 | EQMW04 |  | Conduit | Flexible | Flexible metal conduit with PVC cover,Size 25mm | 25mm | 1071-O2-EL-PO-031-6011-A0-0-001-Rev-001 | OPEN PACKING LIST | Toseye Sanayeh Petro Foolad Gharb | 140 | meter | 140 | [55 empty] | 0
1215 | 35 | EQMW11 |  | Conduit | Flexible | Flexible metal conduit with PVC cover,Size 75mm | 75mm | 1071-O2-EL-PO-031-6011-A0-0-001-Rev-001 | OPEN PACKING LIST | Toseye Sanayeh Petro Foolad Gharb | 3 | meter | 3 | [55 empty] | 0
1216 | 42 | EQMW11 |  | Conduit | Flexible | Flexible metal conduit with PVC cover,Size 75mm | 75mm | 1071-O2-EL-PO-031-6011-A0-0-001-Rev-001 | OPEN PACKING LIST | Toseye Sanayeh Petro Foolad Gharb | 3 | meter | 3 | [55 empty] | 0
1217 | 50 | EQMW11 |  | Conduit | Flexible | Flexible metal conduit with PVC cover,Size 75mm | 75mm | 1071-O2-EL-PO-031-6011-A0-0-001-Rev-001 | OPEN PACKING LIST | Toseye Sanayeh Petro Foolad Gharb | 3 | meter | 3 | [55 empty] | 0
1218 | 35 | EQMW13 |  | Conduit | Flexible | Flexible metal conduit with PVC cover,Size 100mm | 100mm | 1071-O2-EL-PO-031-6011-A0-0-001-Rev-001 | OPEN PACKING LIST | Toseye Sanayeh Petro Foolad Gharb | 5 | meter | 5 | [55 empty] | 0
1219 | 41 | EQMW13 |  | Conduit | Flexible | Flexible metal conduit with PVC cover,Size 100mm | 100mm | 1071-O2-EL-PO-031-6011-A0-0-001-Rev-001 | OPEN PACKING LIST | Toseye Sanayeh Petro Foolad Gharb | 2 | meter | 2 | [55 empty] | 0
1220 | 42 | EQMW13 |  | Conduit | Flexible | Flexible metal conduit with PVC cover,Size 100mm | 100mm | 1071-O2-EL-PO-031-6011-A0-0-001-Rev-001 | OPEN PACKING LIST | Toseye Sanayeh Petro Foolad Gharb | 5 | meter | 5 | [55 empty] | 0
1221 | 43 | EQMW13 |  | Conduit | Flexible | Flexible metal conduit with PVC cover,Size 100mm | 100mm | 1071-O2-EL-PO-031-6011-A0-0-001-Rev-001 | OPEN PACKING LIST | Toseye Sanayeh Petro Foolad Gharb | 2 | meter | 2 | [55 empty] | 0
1222 | 35 | EQMW19 |  | Conduit | Flexible | Flexible metal conduit with PVC cover,Size 125mm | 125mm | 1071-O2-EL-PO-031-6011-A0-0-001-Rev-001 | OPEN PACKING LIST | Toseye Sanayeh Petro Foolad Gharb | 3 | meter | 3 | [55 empty] | 0
1223 | 42 | EQMW19 |  | Conduit | Flexible | Flexible metal conduit with PVC cover,Size 125mm | 125mm | 1071-O2-EL-PO-031-6011-A0-0-001-Rev-001 | OPEN PACKING LIST | Toseye Sanayeh Petro Foolad Gharb | 5 | meter | 5 | [55 empty] | 0
1224 | 61 | EQMF04 |  | Conduit | Female Metal | Female Metal Connector Size 25mm | 25mm | 1071-O2-EL-PO-031-6011-A0-0-001-Rev-001 | OPEN PACKING LIST | Toseye Sanayeh Petro Foolad Gharb | 220 | PCS | 220 | [55 empty] | 0
1225 | 35 | EQMF05 |  | Conduit | Female Metal | Female Metal Connector Size 32mm | 32mm | 1071-O2-EL-PO-031-6011-A0-0-001-Rev-001 | OPEN PACKING LIST | Toseye Sanayeh Petro Foolad Gharb | 180 | PCS | 180 | [55 empty] | 0
1226 | 41 | EQMF05 |  | Conduit | Female Metal | Female Metal Connector Size 32mm | 32mm | 1071-O2-EL-PO-031-6011-A0-0-001-Rev-001 | OPEN PACKING LIST | Toseye Sanayeh Petro Foolad Gharb | 490 | PCS | 490 | [55 empty] | 0
1227 | 42 | EQMF05 |  | Conduit | Female Metal | Female Metal Connector Size 32mm | 32mm | 1071-O2-EL-PO-031-6011-A0-0-001-Rev-001 | OPEN PACKING LIST | Toseye Sanayeh Petro Foolad Gharb | 465 | PCS | 465 | [55 empty] | 0
1228 | 43 | EQMF05 |  | Conduit | Female Metal | Female Metal Connector Size 32mm | 32mm | 1071-O2-EL-PO-031-6011-A0-0-001-Rev-001 | OPEN PACKING LIST | Toseye Sanayeh Petro Foolad Gharb | 144 | PCS | 144 | [55 empty] | 0
1229 | 44 | EQMF05 |  | Conduit | Female Metal | Female Metal Connector Size 32mm | 32mm | 1071-O2-EL-PO-031-6011-A0-0-001-Rev-001 | OPEN PACKING LIST | Toseye Sanayeh Petro Foolad Gharb | 254 | PCS | 254 | [55 empty] | 0
1230 | 61 | EQMF05 |  | Conduit | Female Metal | Female Metal Connector Size 32mm | 32mm | 1071-O2-EL-PO-031-6011-A0-0-001-Rev-001 | OPEN PACKING LIST | Toseye Sanayeh Petro Foolad Gharb | 11 | PCS | 11 | [55 empty] | 0
1231 | 35 | EQMF06 |  | Conduit | Female Metal | Female Metal Connector Size 40mm | 40mm | 1071-O2-EL-PO-031-6011-A0-0-001-Rev-001 | OPEN PACKING LIST | Toseye Sanayeh Petro Foolad Gharb | 21 | PCS | 21 | [55 empty] | 0
1232 | 41 | EQMF06 |  | Conduit | Female Metal | Female Metal Connector Size 40mm | 40mm | 1071-O2-EL-PO-031-6011-A0-0-001-Rev-001 | OPEN PACKING LIST | Toseye Sanayeh Petro Foolad Gharb | 55 | PCS | 55 | [55 empty] | 0
1233 | 42 | EQMF06 |  | Conduit | Female Metal | Female Metal Connector Size 40mm | 40mm | 1071-O2-EL-PO-031-6011-A0-0-001-Rev-001 | OPEN PACKING LIST | Toseye Sanayeh Petro Foolad Gharb | 95 | PCS | 95 | [55 empty] | 0
1234 | 43 | EQMF06 |  | Conduit | Female Metal | Female Metal Connector Size 40mm | 40mm | 1071-O2-EL-PO-031-6011-A0-0-001-Rev-001 | OPEN PACKING LIST | Toseye Sanayeh Petro Foolad Gharb | 14 | PCS | 14 | [55 empty] | 0
1235 | 44 | EQMF06 |  | Conduit | Female Metal | Female Metal Connector Size 40mm | 40mm | 1071-O2-EL-PO-031-6011-A0-0-001-Rev-001 | OPEN PACKING LIST | Toseye Sanayeh Petro Foolad Gharb | 45 | PCS | 45 | [55 empty] | 0
1236 | 50 | EQMF06 |  | Conduit | Female Metal | Female Metal Connector Size 40mm | 40mm | 1071-O2-EL-PO-031-6011-A0-0-001-Rev-001 | OPEN PACKING LIST | Toseye Sanayeh Petro Foolad Gharb | 3 | PCS | 3 | [55 empty] | 0
1237 | 61 | EQMF06 |  | Conduit | Female Metal | Female Metal Connector Size 40mm | 40mm | 1071-O2-EL-PO-031-6011-A0-0-001-Rev-001 | OPEN PACKING LIST | Toseye Sanayeh Petro Foolad Gharb | 80 | PCS | 80 | [55 empty] | 0
1238 | 35 | EQMF07 |  | Conduit | Female Metal | Female Metal Connector Size 50mm | 50mm | 1071-O2-EL-PO-031-6011-A0-0-001-Rev-001 | OPEN PACKING LIST | Toseye Sanayeh Petro Foolad Gharb | 6 | PCS | 6 | [55 empty] | 0
1239 | 41 | EQMF07 |  | Conduit | Female Metal | Female Metal Connector Size 50mm | 50mm | 1071-O2-EL-PO-031-6011-A0-0-001-Rev-001 | OPEN PACKING LIST | Toseye Sanayeh Petro Foolad Gharb | 20 | PCS | 20 | [55 empty] | 0
1240 | 42 | EQMF07 |  | Conduit | Female Metal | Female Metal Connector Size 50mm | 50mm | 1071-O2-EL-PO-031-6011-A0-0-001-Rev-001 | OPEN PACKING LIST | Toseye Sanayeh Petro Foolad Gharb | 55 | PCS | 55 | [55 empty] | 0
1241 | 43 | EQMF07 |  | Conduit | Female Metal | Female Metal Connector Size 50mm | 50mm | 1071-O2-EL-PO-031-6011-A0-0-001-Rev-001 | OPEN PACKING LIST | Toseye Sanayeh Petro Foolad Gharb | 5 | PCS | 5 | [55 empty] | 0
1242 | 44 | EQMF07 |  | Conduit | Female Metal | Female Metal Connector Size 50mm | 50mm | 1071-O2-EL-PO-031-6011-A0-0-001-Rev-001 | OPEN PACKING LIST | Toseye Sanayeh Petro Foolad Gharb | 12 | PCS | 12 | [55 empty] | 0
1243 | 50 | EQMF07 |  | Conduit | Female Metal | Female Metal Connector Size 50mm | 50mm | 1071-O2-EL-PO-031-6011-A0-0-001-Rev-001 | OPEN PACKING LIST | Toseye Sanayeh Petro Foolad Gharb | 150 | PCS | 150 | [55 empty] | 0
1244 | 61 | EQMF07 |  | Conduit | Female Metal | Female Metal Connector Size 50mm | 50mm | 1071-O2-EL-PO-031-6011-A0-0-001-Rev-001 | OPEN PACKING LIST | Toseye Sanayeh Petro Foolad Gharb | 2 | PCS | 2 | [55 empty] | 0
1245 | 35 | EQMF11 |  | Conduit | Female Metal | Female Metal Connector Size 75mm | 75mm | 1071-O2-EL-PO-031-6011-A0-0-001-Rev-001 | OPEN PACKING LIST | Toseye Sanayeh Petro Foolad Gharb | 2 | PCS | 2 | [55 empty] | 0
1246 | 42 | EQMF11 |  | Conduit | Female Metal | Female Metal Connector Size 75mm | 75mm | 1071-O2-EL-PO-031-6011-A0-0-001-Rev-001 | OPEN PACKING LIST | Toseye Sanayeh Petro Foolad Gharb | 5 | PCS | 5 | [55 empty] | 0
1247 | 50 | EQMF11 |  | Conduit | Female Metal | Female Metal Connector Size 75mm | 75mm | 1071-O2-EL-PO-031-6011-A0-0-001-Rev-001 | OPEN PACKING LIST | Toseye Sanayeh Petro Foolad Gharb | 3 | PCS | 3 | [55 empty] | 0
1248 | 35 | EQMF13 |  | Conduit | Female Metal | Female Metal Connector Size 100mm | 100mm | 1071-O2-EL-PO-031-6011-A0-0-001-Rev-001 | OPEN PACKING LIST | Toseye Sanayeh Petro Foolad Gharb | 5 | PCS | 5 | [55 empty] | 0
1249 | 41 | EQMF13 |  | Conduit | Female Metal | Female Metal Connector Size 100mm | 100mm | 1071-O2-EL-PO-031-6011-A0-0-001-Rev-001 | OPEN PACKING LIST | Toseye Sanayeh Petro Foolad Gharb | 3 | PCS | 3 | [55 empty] | 0
1250 | 42 | EQMF13 |  | Conduit | Female Metal | Female Metal Connector Size 100mm | 100mm | 1071-O2-EL-PO-031-6011-A0-0-001-Rev-001 | OPEN PACKING LIST | Toseye Sanayeh Petro Foolad Gharb | 5 | PCS | 5 | [55 empty] | 0
1251 | 43 | EQMF13 |  | Conduit | Female Metal | Female Metal Connector Size 100mm | 100mm | 1071-O2-EL-PO-031-6011-A0-0-001-Rev-001 | OPEN PACKING LIST | Toseye Sanayeh Petro Foolad Gharb | 2 | PCS | 2 | [55 empty] | 0
1252 | 35 | EQMF19 |  | Conduit | Female Metal | Female Metal Connector Size 125mm | 125mm | 1071-O2-EL-PO-031-6011-A0-0-001-Rev-001 | OPEN PACKING LIST | Toseye Sanayeh Petro Foolad Gharb | 3 | PCS | 3 | [55 empty] | 0
1253 | 42 | EQMF19 |  | Conduit | Female Metal | Female Metal Connector Size 125mm | 125mm | 1071-O2-EL-PO-031-6011-A0-0-001-Rev-001 | OPEN PACKING LIST | Toseye Sanayeh Petro Foolad Gharb | 5 | PCS | 5 | [55 empty] | 0
1254 | 35 | EQMC05 |  | Conduit | Coupling | HDG Coupling Size 32 mm | 32mm | 1071-O2-EL-PO-031-6011-A0-0-001-Rev-001 | OPEN PACKING LIST | Toseye Sanayeh Petro Foolad Gharb | 66 | PCS | 66 | [55 empty] | 0
1255 | 41 | EQMC05 |  | Conduit | Coupling | HDG Coupling Size 32 mm | 32mm | 1071-O2-EL-PO-031-6011-A0-0-001-Rev-001 | OPEN PACKING LIST | Toseye Sanayeh Petro Foolad Gharb | 100 | PCS | 30 |  | ODCC-EL-ARP-0032 | Abad Rahan | 2021-05-28 | 70 | 70 | [49 empty] | 70
1256 | 42 | EQMC05 |  | Conduit | Coupling | HDG Coupling Size 32 mm | 32mm | 1071-O2-EL-PO-031-6011-A0-0-001-Rev-001 | OPEN PACKING LIST | Toseye Sanayeh Petro Foolad Gharb | 267 | PCS | 187 |  | ODCC-EL-ARP-0032 | Abad Rahan | 2021-05-28 | 80 | 80 | [49 empty] | 80
1257 | 43 | EQMC05 |  | Conduit | Coupling | HDG Coupling Size 32 mm | 32mm | 1071-O2-EL-PO-031-6011-A0-0-001-Rev-001 | OPEN PACKING LIST | Toseye Sanayeh Petro Foolad Gharb | 15 | PCS | 15 | [55 empty] | 0
1258 | 44 | EQMC05 |  | Conduit | Coupling | HDG Coupling Size 32 mm | 32mm | 1071-O2-EL-PO-031-6011-A0-0-001-Rev-001 | OPEN PACKING LIST | Toseye Sanayeh Petro Foolad Gharb | 25 | PCS | 0 |  | ODCC-EL-EXR-0008 | EXIR | 2021-01-19 | 8 | 8 |  | ODCC-EL-ARP-0051 | Abad Rahan | 2021-07-25 | 17 | 17 | [43 empty] | 25
1259 | 46 | EQMC13 |  | Conduit | Coupling | HDG Coupling Size 100 mm | 100mm | 1071-O2-EL-PO-031-6011-A0-0-001-Rev-001 | OPEN PACKING LIST | Toseye Sanayeh Petro Foolad Gharb | 10 | PCS | 10 | [55 empty] | 0
1260 | 46 | EQMC19 |  | Conduit | Coupling | HDG Coupling Size 125 mm | 125mm | 1071-O2-EL-PO-031-6011-A0-0-001-Rev-001 | OPEN PACKING LIST | Toseye Sanayeh Petro Foolad Gharb | 20 | PCS | 20 | [55 empty] | 0
1261 | 41 | EQMI19 |  | Conduit | Bushing | HDG Bushing, Size 125 mm | 125mm | 1071-O2-EL-PO-031-6011-A0-0-001-Rev-001 | OPEN PACKING LIST | Toseye Sanayeh Petro Foolad Gharb | 6 | PCS | 0 |  | ODCC-EL-ARP-0012 | Abad Rahan | 2021-02-16 | 3 | 3 |  | ODCC-EL-ARP-0042 | Abad Rahan | 2021-06-27 | 3 | 3 | [43 empty] | 6
1262 | 42 | EQMI19 |  | Conduit | Bushing | HDG Bushing, Size 125 mm | 125mm | 1071-O2-EL-PO-031-6011-A0-0-001-Rev-001 | OPEN PACKING LIST | Toseye Sanayeh Petro Foolad Gharb | 25 | PCS | 0 |  | ODCC-EL-ARP-0015 | Abad Rahan | 2021-04-01 | 25 | 25 | [49 empty] | 25
1263 | 43 | EQMI19 |  | Conduit | Bushing | HDG Bushing, Size 125 mm | 125mm | 1071-O2-EL-PO-031-6011-A0-0-001-Rev-001 | OPEN PACKING LIST | Toseye Sanayeh Petro Foolad Gharb | 5 | PCS | 4 |  | ODCC-EL-ARP-0042 | Abad Rahan | 2021-06-27 | 1 | 1 | [49 empty] | 1
1264 | 44 | EQMI19 |  | Conduit | Bushing | HDG Bushing, Size 125 mm | 125mm | 1071-O2-EL-PO-031-6011-A0-0-001-Rev-001 | OPEN PACKING LIST | Toseye Sanayeh Petro Foolad Gharb | 4 | PCS | 4 | [55 empty] | 0
1265 | SS-40-03 | EREFP12 | U40/SS03-V-04-A9-01 | Cable | Earthing | Earth Cable (Wire 70 RM mm2 C2 450/750 V CU/PVC (Yellow/Green) (Drum No.: 1993576) | 1*70 | 1071-O2-EL-PO-024-6023-A0-0-001 | OPEN PACKING LIST | ABHAR WIRE & CABLE CO. | 505 | meter | 0 |  | ODCC-EL-IGC-0154 | IGC | 2021-09-18 | 505 | 505 | [49 empty] | 505
1266 | SS-40-05 | EREFP12 | U40/SS05-V-04-A9-01 | Cable | Earthing | Earth Cable (Wire 70 RM mm2 C2 450/750 V CU/PVC (Yellow/Green) (Drum No.: 1993577) | 1*70 | 1071-O2-EL-PO-024-6023-A0-0-001 | OPEN PACKING LIST | ABHAR WIRE & CABLE CO. | 540 | meter | 0 |  | ODCC-EL-IGC-0154 | IGC | 2021-09-18 | 540 | 540 | [49 empty] | 540
1267 | SS-40-09 | EREFP12 | U40/SS09-V-04-A9-01 | Cable | Earthing | Earth Cable (Wire 70 RM mm2 C2 450/750 V CU/PVC (Yellow/Green) (Drum No.: 1993578) | 1*70 | 1071-O2-EL-PO-024-6023-A0-0-001 | OPEN PACKING LIST | ABHAR WIRE & CABLE CO. | 580 | meter | 0 |  | ODCC-EL-IGC-0116 | IGC | 2021-06-10 | 580 | 580 | [49 empty] | 580
1268 | SS-40-04 | EREFP12 | U40/SS04-V-04-A9-01 | Cable | Earthing | Earth Cable (Wire 70 RM mm2 C2 450/750 V CU/PVC (Yellow/Green) (Drum No.: 1993579) | 1*70 | 1071-O2-EL-PO-024-6023-A0-0-001 | OPEN PACKING LIST | ABHAR WIRE & CABLE CO. | 737 | meter | 0 |  | ODCC-EL-IGC-0154 | IGC | 2021-09-18 | 737 | 737 | [49 empty] | 737
1269 | CR-40-03 | EREFP12 | U40/CR03-V-04-A9-01 | Cable | Earthing | Earth Cable (Wire 70 RM mm2 C2 450/750 V CU/PVC (Yellow/Green) (Drum No.: 1993580) | 1*70 | 1071-O2-EL-PO-024-6023-A0-0-001 | OPEN PACKING LIST | ABHAR WIRE & CABLE CO. | 793 | meter | 0 |  | ODCC-EL-IGC-0154 | IGC | 2021-09-18 | 793 | 793 | [49 empty] | 793
1270 | CR-40-02 | EREFP12 | U40/CR02-V-04-A9-01 | Cable | Earthing | Earth Cable (Wire 70 RM mm2 C2 450/750 V CU/PVC (Yellow/Green) (Drum No.: 1993581) | 1*70 | 1071-O2-EL-PO-024-6023-A0-0-001 | OPEN PACKING LIST | ABHAR WIRE & CABLE CO. | 793 | meter | 0 |  | ODCC-EL-IGC-0154 | IGC | 2021-09-18 | 793 | 793 | [49 empty] | 793
1271 | CR-40-01 | EREFP12 | U40/CR01-V-04-A9-01 | Cable | Earthing | Earth Cable (Wire 70 RM mm2 C2 450/750 V CU/PVC (Yellow/Green) (Drum No.: 1993582) | 1*70 | 1071-O2-EL-PO-024-6023-A0-0-001 | OPEN PACKING LIST | ABHAR WIRE & CABLE CO. | 793 | meter | 0 |  | ODCC-EL-IGC-0116 | IGC | 2021-06-10 | 793 | 793 | [49 empty] | 793
1272 | BD-40-02 | EREFP12 | U40/BD02-V-04-A9-01 | Cable | Earthing | Earth Cable (Wire 70 RM mm2 C2 450/750 V CU/PVC (Yellow/Green) (Drum No.: 2991899) | 1*70 | 1071-O2-EL-PO-024-6023-A0-0-001 | OPEN PACKING LIST | ABHAR WIRE & CABLE CO. | 125 | meter | 0 | Drum Total: 2154 meter | ODCC-EL-IGC-0154 | IGC | 2021-09-18 | 125 | 125 | [49 empty] | 125
1273 | BD-40-10 | EREFP12 | U40/BD10-V-04-A9-01 | Cable | Earthing | Earth Cable (Wire 70 RM mm2 C2 450/750 V CU/PVC (Yellow/Green) (Drum No.: 2991899) | 1*70 | 1071-O2-EL-PO-024-6023-A0-0-001 | OPEN PACKING LIST | ABHAR WIRE & CABLE CO. | 565 | meter | 0 |  | ODCC-EL-IGC-0154 | IGC | 2021-09-18 | 565 | 565 | [49 empty] | 565
1274 | BD-40-11 | EREFP12 | U40/BD11-V-04-A9-01 | Cable | Earthing | Earth Cable (Wire 70 RM mm2 C2 450/750 V CU/PVC (Yellow/Green) (Drum No.: 2991899) | 1*70 | 1071-O2-EL-PO-024-6023-A0-0-001 | OPEN PACKING LIST | ABHAR WIRE & CABLE CO. | 104 | meter | 0 |  | ODCC-EL-IGC-0154 | IGC | 2021-09-18 | 104 | 104 | [49 empty] | 104
1275 | RIB-40-01 | EREFP12 | U40/RI01-V-04-A9-01 | Cable | Earthing | Earth Cable (Wire 70 RM mm2 C2 450/750 V CU/PVC (Yellow/Green) (Drum No.: 2991899) | 1*70 | 1071-O2-EL-PO-024-6023-A0-0-001 | OPEN PACKING LIST | ABHAR WIRE & CABLE CO. | 450 | meter | 0 |  | ODCC-EL-IGC-0154 | IGC | 2021-09-18 | 450 | 450 | [49 empty] | 450
1276 | RIB-40-02 | EREFP12 | U40/RI02-V-04-A9-01 | Cable | Earthing | Earth Cable (Wire 70 RM mm2 C2 450/750 V CU/PVC (Yellow/Green) (Drum No.: 2991899) | 1*70 | 1071-O2-EL-PO-024-6023-A0-0-001 | OPEN PACKING LIST | ABHAR WIRE & CABLE CO. | 450 | meter | 0 |  | ODCC-EL-IGC-0154 | IGC | 2021-09-18 | 450 | 450 | [49 empty] | 450
1277 | RIB-40-03 | EREFP12 | U40/RI03-V-04-A9-01 | Cable | Earthing | Earth Cable (Wire 70 RM mm2 C2 450/750 V CU/PVC (Yellow/Green) (Drum No.: 2991899) | 1*70 | 1071-O2-EL-PO-024-6023-A0-0-001 | OPEN PACKING LIST | ABHAR WIRE & CABLE CO. | 460 | meter | 0 |  | ODCC-EL-IGC-0154 | IGC | 2021-09-18 | 460 | 460 | [49 empty] | 460
1278 | SS-40-09 | EREFP18 | U40/SS09-V-04-C1-01 | Cable | Earthing | Earth Cable (Wire 300 RM mm2 C2 450/750 V CU/PVC (Yellow/Green) (Drum No.: 2992041) | 1*300 | 1071-O2-EL-PO-024-6023-A0-0-001 | OPEN PACKING LIST | ABHAR WIRE & CABLE CO. | 801 | meter | 0 |  | ODCC-EL-IGC-0116 | IGC | 2021-06-10 | 801 | 801 | [49 empty] | 801
1279 | SS-40-03 | EREFP18 | U40/SS03-V-04-C1-01 | Cable | Earthing | Earth Cable (Wire 300 RM mm2 C2 450/750 V CU/PVC (Yellow/Green) (Drum No.: 2992042) | 1*300 | 1071-O2-EL-PO-024-6023-A0-0-001 | OPEN PACKING LIST | ABHAR WIRE & CABLE CO. | 612 | meter | 0 |  | ODCC-EL-IGC-0154 | IGC | 2021-09-18 | 612 | 612 | [49 empty] | 612
1280 | SS-40-05 | EREFP18 | U40/SS05-V-04-C1-01 | Cable | Earthing | Earth Cable (Wire 300 RM mm2 C2 450/750 V CU/PVC (Yellow/Green) (Drum No.: 2992044) | 1*300 | 1071-O2-EL-PO-024-6023-A0-0-001 | OPEN PACKING LIST | ABHAR WIRE & CABLE CO. | 709 | meter | 0 |  | ODCC-EL-IGC-0154 | IGC | 2021-09-18 | 709 | 709 | [49 empty] | 709
1281 | SS-40-04 | EREFP18 | U40/SS04-V-04-C1-01 | Cable | Earthing | Earth Cable (Wire 300 RM mm2 C2 450/750 V CU/PVC (Yellow/Green) (Drum No.: 2992045) | 1*300 | 1071-O2-EL-PO-024-6023-A0-0-001 | OPEN PACKING LIST | ABHAR WIRE & CABLE CO. | 930 | meter | 0 |  | ODCC-EL-IGC-0154 | IGC | 2021-09-18 | 930 | 930 | [49 empty] | 930
1282 | SS-40-04 | EREFP16 | U40/SS04-V-04-AD-01 | Cable | Earthing | Earth Cable (Wire 185 RM mm2 C2 450/750 V CU/PVC (Yellow/Green) (Drum No.: 1994001) | 1*185 | 1071-O2-EL-PO-024-6023-A0-0-001 | OPEN PACKING LIST | ABHAR WIRE & CABLE CO. | 130 | meter | 0 | Drum Total: 661 meter | ODCC-EL-IGC-0116 | IGC | 2021-06-10 | 130 | 130 | [49 empty] | 130
1283 | SS-40-05 | EREFP16 | U40/SS05-V-04-AD-01 | Cable | Earthing | Earth Cable (Wire 185 RM mm2 C2 450/750 V CU/PVC (Yellow/Green) (Drum No.: 1994001) | 1*185 | 1071-O2-EL-PO-024-6023-A0-0-001 | OPEN PACKING LIST | ABHAR WIRE & CABLE CO. | 309 | meter | 0 |  | ODCC-EL-IGC-0116 | IGC | 2021-06-10 | 309 | 309 | [49 empty] | 309
1284 | SS-40-09 | EREFP16 | U40/SS09-V-04-AD-01 | Cable | Earthing | Earth Cable (Wire 185 RM mm2 C2 450/750 V CU/PVC (Yellow/Green) (Drum No.: 1994001) | 1*185 | 1071-O2-EL-PO-024-6023-A0-0-001 | OPEN PACKING LIST | ABHAR WIRE & CABLE CO. | 92 | meter | 0 |  | ODCC-EL-IGC-0116 | IGC | 2021-06-10 | 92 | 92 | [49 empty] | 92
1285 | SS-40-03 | EREFP16 | U40/SS03-V-04-AD-01 | Cable | Earthing | Earth Cable (Wire 185 RM mm2 C2 450/750 V CU/PVC (Yellow/Green) (Drum No.: 1994001) | 1*185 | 1071-O2-EL-PO-024-6023-A0-0-001 | OPEN PACKING LIST | ABHAR WIRE & CABLE CO. | 130 | meter | 0 |  | ODCC-EL-IGC-0116 | IGC | 2021-06-10 | 130 | 130 | [49 empty] | 130
1286 | SS-40-04 | EREFP14 | U40/SS04-V-04-AB-01 | Cable | Earthing | Earth Cable (Wire 120 RM mm2 C2 450/750 V CU/PVC (Yellow/Green) (Drum No.: 1994004) | 1*120 | 1071-O2-EL-PO-024-6023-A0-0-001 | OPEN PACKING LIST | ABHAR WIRE & CABLE CO. | 94 | meter | 0 | Drum Total: 508 meter | ODCC-EL-IGC-0116 | IGC | 2021-06-10 | 94 | 94 | [49 empty] | 94
1287 | SS-40-05 | EREFP14 | U40/SS05-V-04-AB-01 | Cable | Earthing | Earth Cable (Wire 120 RM mm2 C2 450/750 V CU/PVC (Yellow/Green) (Drum No.: 1994004) | 1*120 | 1071-O2-EL-PO-024-6023-A0-0-001 | OPEN PACKING LIST | ABHAR WIRE & CABLE CO. | 26 | meter | 0 |  | ODCC-EL-IGC-0116 | IGC | 2021-06-10 | 26 | 26 | [49 empty] | 26
1288 | SS-40-09 | EREFP14 | U40/SS09-V-04-AB-01 | Cable | Earthing | Earth Cable (Wire 120 RM mm2 C2 450/750 V CU/PVC (Yellow/Green) (Drum No.: 1994004) | 1*120 | 1071-O2-EL-PO-024-6023-A0-0-001 | OPEN PACKING LIST | ABHAR WIRE & CABLE CO. | 26 | meter | 0 |  | ODCC-EL-IGC-0116 | IGC | 2021-06-10 | 26 | 26 | [49 empty] | 26
1289 | SS-40-03 | EREFP14 | U40/SS03-V-04-AB-01 | Cable | Earthing | Earth Cable (Wire 120 RM mm2 C2 450/750 V CU/PVC (Yellow/Green) (Drum No.: 1994004) | 1*120 | 1071-O2-EL-PO-024-6023-A0-0-001 | OPEN PACKING LIST | ABHAR WIRE & CABLE CO. | 362 | meter | 0 |  | ODCC-EL-IGC-0116 | IGC | 2021-06-10 | 362 | 362 | [49 empty] | 362
1290 | BD-40-02 | EPSE04IAAI6FN000 |  | GLAND | Cable Gland | CABLE GLAND : 121 - B - 25mm ,C/With: Sealing Washer , Locknut , Earth tag , Shroud | 25mm | 1071-O2- EL-PO- 029-6006-A0-0-001 | OPEN PACKING LIST | Shomal Engineering & Manufacturing Co | 19 | PCS | 19 | [55 empty] | 0
1291 | BD-40-02 | EPSE06IAAI6FN000 |  | GLAND | Cable Gland | CABLE GLAND : 121 - C2 - 40mm ,C/With: Sealing Washer , Locknut , Earth tag , Shroud | 40mm | 1071-O2- EL-PO- 029-6006-A0-0-001 | OPEN PACKING LIST | Shomal Engineering & Manufacturing Co | 2 | PCS | 2 | [55 empty] | 0
1292 | BD-40-02 | EPSE05EAAI6FN000 |  | GLAND | Cable Gland | CABLE GLAND : VBL153 - C - 32mm ,C/With: Sealing Washer , Locknut , Earth tag , Shroud | 32mm | 1071-O2- EL-PO- 029-6006-A0-0-001 | OPEN PACKING LIST | Shomal Engineering & Manufacturing Co | 5 | PCS | 5 | [55 empty] | 0
1293 | BD-40-02 | EPSE07EAAI6FN000 |  | GLAND | Cable Gland | CABLE GLAND : VBL153 - D - 50mm ,C/With: Sealing Washer , Locknut , Earth tag , Shroud | 50mm | 1071-O2- EL-PO- 029-6006-A0-0-001 | OPEN PACKING LIST | Shomal Engineering & Manufacturing Co | 3 | PCS | 3 | [55 empty] | 0
1294 | BD-40-10 | EPSE04IAAH6FN000 |  | GLAND | Cable Gland | CABLE GLAND : 121 - B - 25mm ,C/With: Sealing Washer , Locknut , Earth tag , Shroud | 25mm | 1071-O2- EL-PO- 029-6006-A0-0-001 | OPEN PACKING LIST | Shomal Engineering & Manufacturing Co | 46 | PCS | 46 | [55 empty] | 0
1295 | BD-40-10 | EPSE05IAAH6FN000 |  | GLAND | Cable Gland | CABLE GLAND : 121 - C - 32mm ,C/With: Sealing Washer , Locknut , Earth tag , Shroud | 32mm | 1071-O2- EL-PO- 029-6006-A0-0-001 | OPEN PACKING LIST | Shomal Engineering & Manufacturing Co | 3 | PCS | 3 | [55 empty] | 0
1296 | BD-40-11 | EPSE04IAAH6FN000 |  | GLAND | Cable Gland | CABLE GLAND : 121 - B - 25mm ,C/With: Sealing Washer , Locknut , Earth tag , Shroud | 25mm | 1071-O2- EL-PO- 029-6006-A0-0-001 | OPEN PACKING LIST | Shomal Engineering & Manufacturing Co | 25 | PCS | 25 | [55 empty] | 0
1297 | BD-40-11 | EPSE05IAAH6FN000 |  | GLAND | Cable Gland | CABLE GLAND : 121 - C - 32mm ,C/With: Sealing Washer , Locknut , Earth tag , Shroud | 32mm | 1071-O2- EL-PO- 029-6006-A0-0-001 | OPEN PACKING LIST | Shomal Engineering & Manufacturing Co | 2 | PCS | 2 | [55 empty] | 0
1298 | BD-40-12 | EPSE04IAAH6FN000 |  | GLAND | Cable Gland | CABLE GLAND : 121 - B - 25mm ,C/With: Sealing Washer , Locknut , Earth tag , Shroud | 25mm | 1071-O2- EL-PO- 029-6006-A0-0-001 | OPEN PACKING LIST | Shomal Engineering & Manufacturing Co | 21 | PCS | 21 | [55 empty] | 0
1299 | CR-40-01 | EPSE04IAAH6FN000 |  | GLAND | Cable Gland | CABLE GLAND : 121 - B - 25mm ,C/With: Sealing Washer , Locknut , Earth tag , Shroud | 25mm | 1071-O2- EL-PO- 029-6006-A0-0-001 | OPEN PACKING LIST | Shomal Engineering & Manufacturing Co | 58 | PCS | 0 |  | ODCC-EL-IGC-0117 | IGC | 2021-06-10 | 58 | 58 | SS:58 Pcs CR:31 Pcs | [48 empty] | 58
1300 | CR-40-02 | EPSE04IAAH6FN000 |  | GLAND | Cable Gland | CABLE GLAND : 121 - B - 25mm ,C/With: Sealing Washer , Locknut , Earth tag , Shroud | 25mm | 1071-O2- EL-PO- 029-6006-A0-0-001 | OPEN PACKING LIST | Shomal Engineering & Manufacturing Co | 41 | PCS | 0 |  | ODCC-EL-IGC-0165 | IGC | 2021-11-02 | 41 | 41 | Total:43 | [48 empty] | 41
1301 | CR-40-03 | EPSE04IAAH6FN000 |  | GLAND | Cable Gland | CABLE GLAND : 121 - B - 25mm ,C/With: Sealing Washer , Locknut , Earth tag , Shroud | 25mm | 1071-O2- EL-PO- 029-6006-A0-0-001 | OPEN PACKING LIST | Shomal Engineering & Manufacturing Co | 43 | PCS | 43 | [55 empty] | 0
1302 | RIB-40-01 | EPSE04IAAH6FN000 |  | GLAND | Cable Gland | CABLE GLAND : 121 - B - 25mm ,C/With: Sealing Washer , Locknut , Earth tag , Shroud | 25mm | 1071-O2- EL-PO- 029-6006-A0-0-001 | OPEN PACKING LIST | Shomal Engineering & Manufacturing Co | 11 | PCS | 0 |  | ODCC-EL-IGC-0165 | IGC | 2021-11-02 | 11 | 11 | [49 empty] | 11
1303 | RIB-40-02 | EPSE04IAAH6FN000 |  | GLAND | Cable Gland | CABLE GLAND : 121 - B - 25mm ,C/With: Sealing Washer , Locknut , Earth tag , Shroud | 25mm | 1071-O2- EL-PO- 029-6006-A0-0-001 | OPEN PACKING LIST | Shomal Engineering & Manufacturing Co | 14 | PCS | 0 |  | ODCC-EL-IGC-0165 | IGC | 2021-11-02 | 14 | 14 | [49 empty] | 14
1304 | RIB-40-03 | EPSE04IAAH6FN000 |  | GLAND | Cable Gland | CABLE GLAND : 121 - B - 25mm ,C/With: Sealing Washer , Locknut , Earth tag , Shroud | 25mm | 1071-O2- EL-PO- 029-6006-A0-0-001 | OPEN PACKING LIST | Shomal Engineering & Manufacturing Co | 23 | PCS | 0 |  | ODCC-EL-IGC-0165 | IGC | 2021-11-02 | 23 | 23 | [49 empty] | 23
1305 | SS-40-03 | EPSE04IAAH6FN000 |  | GLAND | Cable Gland | CABLE GLAND : 121 - B - 25mm ,C/With: Sealing Washer , Locknut , Earth tag , Shroud | 25mm | 1071-O2- EL-PO- 029-6006-A0-0-001 | OPEN PACKING LIST | Shomal Engineering & Manufacturing Co | 30 | PCS | 14 |  | ODCC-EL-IGC-0165 | IGC | 2021-11-02 | 4 | 4 | For RIB-40-02 | ODCC-EL-IGC-0165 | IGC | 2021-11-02 | 4 | 4 | For SS-40-04 | ODCC-EL-IGC-0165 | IGC | 2021-11-02 | 6 | 6 | For SS-40-05 | ODCC-EL-IGC-0165 | IGC | 2021-11-02 | 2 | 2 | For CR-40-02 | [30 empty] | 16
1306 | SS-40-03 | EPSE05IAAH6FN000 |  | GLAND | Cable Gland | CABLE GLAND : 121 - C - 32mm ,C/With: Sealing Washer , Locknut , Earth tag , Shroud | 32mm | 1071-O2- EL-PO- 029-6006-A0-0-001 | OPEN PACKING LIST | Shomal Engineering & Manufacturing Co | 3 | PCS | 1 |  | ODCC-EL-IGC-0161 | IGC | 2021-10-12 | 2 | 2 | [49 empty] | 2
1307 | SS-40-04 | EPSE04IAAH6FN000 |  | GLAND | Cable Gland | CABLE GLAND : 121 - B - 25mm ,C/With: Sealing Washer , Locknut , Earth tag , Shroud | 25mm | 1071-O2- EL-PO- 029-6006-A0-0-001 | OPEN PACKING LIST | Shomal Engineering & Manufacturing Co | 34 | PCS | 0 |  | ODCC-EL-IGC-0165 | IGC | 2021-11-02 | 34 | 34 | Total:38 | [48 empty] | 34
1308 | SS-40-04 | EPSE05IAAH6FN000 |  | GLAND | Cable Gland | CABLE GLAND : 121 - C - 32mm ,C/With: Sealing Washer , Locknut , Earth tag , Shroud | 32mm | 1071-O2- EL-PO- 029-6006-A0-0-001 | OPEN PACKING LIST | Shomal Engineering & Manufacturing Co | 3 | PCS | 1 |  | ODCC-EL-IGC-0161 | IGC | 2021-10-12 | 2 | 2 | [49 empty] | 2
1309 | SS-40-05 | EPSE04IAAH6FN000 |  | GLAND | Cable Gland | CABLE GLAND : 121 - B - 25mm ,C/With: Sealing Washer , Locknut , Earth tag , Shroud | 25mm | 1071-O2- EL-PO- 029-6006-A0-0-001 | OPEN PACKING LIST | Shomal Engineering & Manufacturing Co | 30 | PCS | 0 |  | ODCC-EL-IGC-0165 | IGC | 2021-11-02 | 30 | 30 | Total:36 | [48 empty] | 30
1310 | SS-40-05 | EPSE05IAAH6FN000 |  | GLAND | Cable Gland | CABLE GLAND : 121 - C - 32mm ,C/With: Sealing Washer , Locknut , Earth tag , Shroud | 32mm | 1071-O2- EL-PO- 029-6006-A0-0-001 | OPEN PACKING LIST | Shomal Engineering & Manufacturing Co | 3 | PCS | 1 |  | ODCC-EL-IGC-0161 | IGC | 2021-10-12 | 2 | 2 | [49 empty] | 2
1311 | SS-40-09 | EPSE04IAAH6FN000 |  | GLAND | Cable Gland | CABLE GLAND : 121 - B - 25mm ,C/With: Sealing Washer , Locknut , Earth tag , Shroud | 25mm | 1071-O2- EL-PO- 029-6006-A0-0-001 | OPEN PACKING LIST | Shomal Engineering & Manufacturing Co | 31 | PCS | 0 |  | ODCC-EL-IGC-0117 | IGC | 2021-06-10 | 31 | 31 | SS:58 Pcs CR:31 Pcs | [48 empty] | 31
1312 | SS-40-09 | EPSE05IAAH6FN000 |  | GLAND | Cable Gland | CABLE GLAND : 121 - C - 32mm ,C/With: Sealing Washer , Locknut , Earth tag , Shroud | 32mm | 1071-O2- EL-PO- 029-6006-A0-0-001 | OPEN PACKING LIST | Shomal Engineering & Manufacturing Co | 4 | PCS | 1 |  | ODCC-EL-IGC-0161 | IGC | 2021-10-12 | 3 | 3 | [49 empty] | 3
1313 | SS-40-05 | ETTL1CA1F203 |  | TRAY/LADDER | Ladder | Cable Ladder Length 3 m, Width 600 mm, 100 mm Height, 200 mm Rung Spacing | 600*100 | 1071-O2- EL-PO- 003-6008-A0-1-002 | OPEN PACKING LIST | Toseye Sanayeh Petro Foolad Gharb | 48 | PCS | 0 |  | ODCC-EL-IGC-0071 | IGC | 2021-02-15 | 48 | 48 | [49 empty] | 48
1314 | SS-40-05 | ETTL1CA1F203 |  | TRAY/LADDER | Ladder | Cable Ladder Length 3 m, Width 600 mm, 100 mm Height, 200 mm Rung Spacing | 600*100 | 1071-O2- EL-PO- 003-6008-A0-1-002 | OPEN PACKING LIST | Toseye Sanayeh Petro Foolad Gharb | 48 | PCS | 0 |  | ODCC-EL-IGC-0071 | IGC | 2021-02-15 | 48 | 48 | [49 empty] | 48
1315 | SS-40-05 | ETTL1CA1F203 |  | TRAY/LADDER | Ladder | Cable Ladder Length 3 m, Width 600 mm, 100 mm Height, 200 mm Rung Spacing | 600*100 | 1071-O2- EL-PO- 003-6008-A0-1-002 | OPEN PACKING LIST | Toseye Sanayeh Petro Foolad Gharb | 48 | PCS | 0 |  | ODCC-EL-IGC-0071 | IGC | 2021-02-15 | 48 | 48 | [49 empty] | 48
1316 | SS-40-05 | ETTL1CA1F203 |  | TRAY/LADDER | Ladder | Cable Ladder Length 3 m, Width 600 mm, 100 mm Height, 200 mm Rung Spacing | 600*100 | 1071-O2- EL-PO- 003-6008-A0-1-002 | OPEN PACKING LIST | Toseye Sanayeh Petro Foolad Gharb | 48 | PCS | 0 |  | ODCC-EL-IGC-0071 | IGC | 2021-02-15 | 48 | 48 | [49 empty] | 48
1317 | SS-40-05 | ETTL1CA1F203 |  | TRAY/LADDER | Ladder | Cable Ladder Length 3 m, Width 600 mm, 100 mm Height, 200 mm Rung Spacing | 600*100 | 1071-O2- EL-PO- 003-6008-A0-1-002 | OPEN PACKING LIST | Toseye Sanayeh Petro Foolad Gharb | 48 | PCS | 0 |  | ODCC-EL-IGC-0071 | IGC | 2021-02-15 | 48 | 48 | [49 empty] | 48
1318 | SS-40-05 | ETTL1CA1F203 |  | TRAY/LADDER | Ladder | Cable Ladder Length 3 m, Width 600 mm, 100 mm Height, 200 mm Rung Spacing | 600*100 | 1071-O2- EL-PO- 003-6008-A0-1-002 | OPEN PACKING LIST | Toseye Sanayeh Petro Foolad Gharb | 48 | PCS | 0 |  | ODCC-EL-IGC-0071 | IGC | 2021-02-15 | 48 | 48 | [49 empty] | 48
1319 | SS-40-05 | ETTL1CA1F203 |  | TRAY/LADDER | Ladder | Cable Ladder Length 3 m, Width 600 mm, 100 mm Height, 200 mm Rung Spacing | 600*100 | 1071-O2- EL-PO- 003-6008-A0-1-002 | OPEN PACKING LIST | Toseye Sanayeh Petro Foolad Gharb | 48 | PCS | 0 |  | ODCC-EL-IGC-0071 | IGC | 2021-02-15 | 48 | 48 | [49 empty] | 48
1320 | SS-40-05 | ETTL1CA1F203 |  | TRAY/LADDER | Ladder | Cable Ladder Length 3 m, Width 600 mm, 100 mm Height, 200 mm Rung Spacing | 600*100 | 1071-O2- EL-PO- 003-6008-A0-1-002 | OPEN PACKING LIST | Toseye Sanayeh Petro Foolad Gharb | 48 | PCS | 0 |  | ODCC-EL-IGC-0071 | IGC | 2021-02-15 | 48 | 48 | [49 empty] | 48
1321 | SS-40-05 | ETTL1CA1F203 |  | TRAY/LADDER | Ladder | Cable Ladder Length 3 m, Width 600 mm, 100 mm Height, 200 mm Rung Spacing | 600*100 | 1071-O2- EL-PO- 003-6008-A0-1-002 | OPEN PACKING LIST | Toseye Sanayeh Petro Foolad Gharb | 48 | PCS | 0 |  | ODCC-EL-IGC-0071 | IGC | 2021-02-15 | 48 | 48 | [49 empty] | 48
1322 | SS-40-05 | ETTL1CA1F203 |  | TRAY/LADDER | Ladder | Cable Ladder Length 3 m, Width 600 mm, 100 mm Height, 200 mm Rung Spacing | 600*100 | 1071-O2- EL-PO- 003-6008-A0-1-002 | OPEN PACKING LIST | Toseye Sanayeh Petro Foolad Gharb | 48 | PCS | 0 |  | ODCC-EL-IGC-0071 | IGC | 2021-02-15 | 48 | 48 | [49 empty] | 48
1323 | SS-40-05 | EXBEK |  | TRAY/LADDER | Earth Continuity | Earth Continuity Connector, L=200 mm Complete with Bolts and Nuts. | 200mm | 1071-O2- EL-PO- 003-6008-A0-1-002 | OPEN PACKING LIST | Toseye Sanayeh Petro Foolad Gharb | 836 | PCS | 0 |  | ODCC-EL-IGC-0071 | IGC | 2021-02-15 | 637 | 637 |  | ODCC-EL-IGC-0087 | IGC | 2021-04-20 | 123 | 123 |  | ODCC-EL-IGC-0089 | IGC | 2021-04-25 | 76 | 76 | [37 empty] | 836
1324 | SS-40-05 | ETTL1CA1F203 |  | TRAY/LADDER | Ladder | Cable Ladder Length 3 m, Width 600 mm, 100 mm Height, 200 mm Rung Spacing | 600*100 | 1071-O2- EL-PO- 003-6008-A0-1-002 | OPEN PACKING LIST | Toseye Sanayeh Petro Foolad Gharb | 20 | PCS | 0 |  | ODCC-EL-IGC-0071 | IGC | 2021-02-15 | 20 | 20 | [49 empty] | 20
1325 | 35 | EPSE03LAAA6FN2T3 |  | GLAND | Cable Gland | Cable Glands, Made of Nickel Plated Brass, Exd IIB, IP65, ISO threaded, C/W Sealing of inner sheath and Outer sheath, Clamping of the single wire armour, Sealing Washer and Lock Nut, suitable for CU/XLPE/SWA/PVC cable, with Earth Tag and black color PVC shroud, According to the IEC 62444, IEC 60529.(M20×1.5) | 20mm | 1071-O2- EL-PO- 037-6005-A0-0-001 | OPEN PACKING LIST | Noor Mehvar Fars | 5 | PCS | 5 | [55 empty] | 0
1326 | 50 | EPSE03LAAA6FN2T3 |  | GLAND | Cable Gland | Cable Glands, Made of Nickel Plated Brass, Exd IIB, IP65, ISO threaded, C/W Sealing of inner sheath and Outer sheath, Clamping of the single wire armour, Sealing Washer and Lock Nut, suitable for CU/XLPE/SWA/PVC cable, with Earth Tag and black color PVC shroud, According to the IEC 62444, IEC 60529.(M20×1.5) | 20mm | 1071-O2- EL-PO- 037-6005-A0-0-001 | OPEN PACKING LIST | Noor Mehvar Fars | 175 | PCS | 175 | [55 empty] | 0
1327 | 35 | EPSE03LAAA6FN3T3 |  | GLAND | Cable Gland | Cable Glands, Made of Nickel Plated Brass, Exd IIC, IP65, ISO threaded, C/W Sealing of inner sheath and Outer sheath, Clamping of the single wire armour, Sealing Washer and Lock Nut, suitable for CU/XLPE/SWA/PVC cable, with Earth Tag and black color PVC shroud, According to the IEC 62444, IEC 60529.(M20×1.5) | 20mm | 1071-O2- EL-PO- 037-6005-A0-0-001 | OPEN PACKING LIST | Noor Mehvar Fars | 5 | PCS | 5 | [55 empty] | 0
1328 | 35 | EPSE04EAAA6FN2T3 |  | GLAND | Cable Gland | Cable Glands, Made of Nickel Plated Brass, Exd IIB, IP65, ISO threaded, C/W Sealing of inner sheath and Outer sheath, Clamping of the single wire armour, Sealing Washer and Lock Nut, suitable for CU/XLPE/LSH/SWA/PVC cable, with Earth Tag and black color PVC shroud, According to the IEC 62444, IEC 60529. | 25mm | 1071-O2- EL-PO- 037-6005-A0-0-001 | OPEN PACKING LIST | Noor Mehvar Fars | 17 | PCS | 17 | [55 empty] | 0
1329 | 43 | EPSE04EAAA6FN2T3 |  | GLAND | Cable Gland | Cable Glands, Made of Nickel Plated Brass, Exd IIB, IP65, ISO threaded, C/W Sealing of inner sheath and Outer sheath, Clamping of the single wire armour, Sealing Washer and Lock Nut, suitable for CU/XLPE/LSH/SWA/PVC cable, with Earth Tag and black color PVC shroud, According to the IEC 62444, IEC 60529 | 25mm | 1071-O2- EL-PO- 037-6005-A0-0-001 | OPEN PACKING LIST | Noor Mehvar Fars | 5 | PCS | 5 | [55 empty] | 0
1330 | 51 | EPSE04EAAA6FN2T3 |  | GLAND | Cable Gland | Cable Glands, Made of Nickel Plated Brass, Exd IIB, IP65, ISO threaded, C/W Sealing of inner sheath and Outer sheath, Clamping of the single wire armour, Sealing Washer and Lock Nut, suitable for CU/XLPE/LSH/SWA/PVC cable, with Earth Tag and black color PVC shroud, According to the IEC 62444, IEC 60529. | 25mm | 1071-O2- EL-PO- 037-6005-A0-0-001 | OPEN PACKING LIST | Noor Mehvar Fars | 290 | PCS | 151 |  | ODCC-EL-IGC-0164 | IGC | 2021-10-26 | 39 | 39 |  | ODCC-EL-IGC-0175 | IGC | 2021-11-19 | 100 | 100 | Lighting panel | [42 empty] | 139
1331 | 55 | EPSE04EAAA6FN2T3 |  | GLAND | Cable Gland | Cable Glands, Made of Nickel Plated Brass, Exd IIB, IP65, ISO threaded, C/W Sealing of inner sheath and Outer sheath, Clamping of the single wire armour, Sealing Washer and Lock Nut, suitable for CU/XLPE/LSH/SWA/PVC cable, with Earth Tag and black color PVC shroud, According to the IEC 62444, IEC 60529. | 25mm | 1071-O2- EL-PO- 037-6005-A0-0-001 | OPEN PACKING LIST | Noor Mehvar Fars | 80 | PCS | 25 |  | ODCC-EL-IGC-0164 | IGC | 2021-10-26 | 1 | 1 |  | ODCC-EL-IGC-0161 | IGC | 2021-10-12 | 54 | 54 | [43 empty] | 55
1332 | 75 | EPSE04EAAA6FN2T3 |  | GLAND | Cable Gland | Cable Glands, Made of Nickel Plated Brass, Exd IIB, IP65, ISO threaded, C/W Sealing of inner sheath and Outer sheath, Clamping of the single wire armour, Sealing Washer and Lock Nut, suitable for CU/XLPE/LSH/SWA/PVC cable, with Earth Tag and black color PVC shroud, According to the IEC 62444, IEC 60529. | 25mm | 1071-O2- EL-PO- 037-6005-A0-0-001 | OPEN PACKING LIST | Noor Mehvar Fars | 27 | PCS | 22 |  | ODCC-EL-IGC-0164 | IGC | 2021-10-26 | 5 | 5 | [49 empty] | 5
1333 | 35 | EPSE11EAAA6FN2T3 |  | GLAND | Cable Gland | Cable Glands, Made of Nickel Plated Brass, Exd IIB, IP65, ISO threaded, C/W Sealing of inner sheath and Outer sheath, Clamping of the single wire armour, Sealing Washer and Lock Nut, suitable for CU/XLPE/LSH/SWA/PVC cable, with Earth Tag and black color PVC shroud, According to the IEC 62444, IEC 60529. | 75mm | 1071-O2- EL-PO- 037-6005-A0-0-001 | OPEN PACKING LIST | Noor Mehvar Fars | 1 | PCS | 1 | [55 empty] | 0
1334 | 46 | 2EPSE11EAAI6FN000 |  | GLAND | Cable Gland | Cable Glands, Made of Nickel Plated Brass, Industrial Type, IP65, ISO threaded, C/W Sealing of inner sheath and Outer sheath, Clamping of the single wire armour, Sealing Washer and Lock Nut, suitable for CU/XLPE/LSH/SWA/PVC cable, with Earth Tag and black color PVC shroud, According to the IEC 62444, IEC 60529. | 75mm | 1071-O2- EL-PO- 037-6005-A0-0-001 | OPEN PACKING LIST | Noor Mehvar Fars | 7 | PCS | 7 | [55 empty] | 0
1335 | 35 | EPSE04EAAI6FN000 |  | GLAND | Cable Gland | Cable Glands, Made of Nickel Plated Brass, Industrial Type, IP65, ISO threaded, C/W Sealing of inner sheath and Outer sheath, Clamping of the single wire armour, Sealing Washer and Lock Nut, suitable for CU/XLPE/LSH/SWA/PVC cable, with Earth Tag and black color PVC shroud, According to the IEC 62444, IEC 60529. | 25mm | 1071-O2- EL-PO- 037-6005-A0-0-001 | OPEN PACKING LIST | Noor Mehvar Fars | 4 | PCS | 4 | [55 empty] | 0
1336 | 41 | EPSE04EAAI6FN000 |  | GLAND | Cable Gland | Cable Glands, Made of Nickel Plated Brass, Industrial Type, IP65, ISO threaded, C/W Sealing of inner sheath and Outer sheath, Clamping of the single wire armour, Sealing Washer and Lock Nut, suitable for CU/XLPE/LSH/SWA/PVC cable, with Earth Tag and black color PVC shroud, According to the IEC 62444, IEC 60529. | 25mm | 1071-O2- EL-PO- 037-6005-A0-0-001 | OPEN PACKING LIST | Noor Mehvar Fars | 104 | PCS | 104 | [55 empty] | 0
1337 | 42 | EPSE04EAAI6FN000 |  | GLAND | Cable Gland | Cable Glands, Made of Nickel Plated Brass, Industrial Type, IP65, ISO threaded, C/W Sealing of inner sheath and Outer sheath, Clamping of the single wire armour, Sealing Washer and Lock Nut, suitable for CU/XLPE/LSH/SWA/PVC cable, with Earth Tag and black color PVC shroud, According to the IEC 62444, IEC 60529. | 25mm | 1071-O2- EL-PO- 037-6005-A0-0-001 | OPEN PACKING LIST | Noor Mehvar Fars | 225 | PCS | 225 | [55 empty] | 0
1338 | 43 | EPSE04EAAI6FN000 |  | GLAND | Cable Gland | Cable Glands, Made of Nickel Plated Brass, Industrial Type, IP65, ISO threaded, C/W Sealing of inner sheath and Outer sheath, Clamping of the single wire armour, Sealing Washer and Lock Nut, suitable for CU/XLPE/LSH/SWA/PVC cable, with Earth Tag and black color PVC shroud, According to the IEC 62444, IEC 60529. | 25mm | 1071-O2- EL-PO- 037-6005-A0-0-001 | OPEN PACKING LIST | Noor Mehvar Fars | 5 | PCS | 5 | [55 empty] | 0
1339 | 44 | EPSE04EAAI6FN000 |  | GLAND | Cable Gland | Cable Glands, Made of Nickel Plated Brass, Industrial Type, IP65, ISO threaded, C/W Sealing of inner sheath and Outer sheath, Clamping of the single wire armour, Sealing Washer and Lock Nut, suitable for CU/XLPE/LSH/SWA/PVC cable, with Earth Tag and black color PVC shroud, According to the IEC 62444, IEC 60529. | 25mm | 1071-O2- EL-PO- 037-6005-A0-0-001 | OPEN PACKING LIST | Noor Mehvar Fars | 14 | PCS | 14 | [55 empty] | 0
1340 | 46 | EPSE04EAAI6FN000 |  | GLAND | Cable Gland | Cable Glands, Made of Nickel Plated Brass, Industrial Type, IP65, ISO threaded, C/W Sealing of inner sheath and Outer sheath, Clamping of the single wire armour, Sealing Washer and Lock Nut, suitable for CU/XLPE/LSH/SWA/PVC cable, with Earth Tag and black color PVC shroud, According to the IEC 62444, IEC 60529. | 25mm | 1071-O2- EL-PO- 037-6005-A0-0-001 | OPEN PACKING LIST | Noor Mehvar Fars | 14 | PCS | 14 | [55 empty] | 0
1341 | 50 | EPSE04EAAI6FN000 |  | GLAND | Cable Gland | Cable Glands, Made of Nickel Plated Brass, Industrial Type, IP65, ISO threaded, C/W Sealing of inner sheath and Outer sheath, Clamping of the single wire armour, Sealing Washer and Lock Nut, suitable for CU/XLPE/LSH/SWA/PVC cable, with Earth Tag and black color PVC shroud, According to the IEC 62444, IEC 60529. | 25mm | 1071-O2- EL-PO- 037-6005-A0-0-001 | OPEN PACKING LIST | Noor Mehvar Fars | 9 | PCS | 9 | [55 empty] | 0
1342 | 51 | EPSE04EAAI6FN000 |  | GLAND | Cable Gland | Cable Glands, Made of Nickel Plated Brass, Industrial Type, IP65, ISO threaded, C/W Sealing of inner sheath and Outer sheath, Clamping of the single wire armour, Sealing Washer and Lock Nut, suitable for CU/XLPE/LSH/SWA/PVC cable, with Earth Tag and black color PVC shroud, According to the IEC 62444, IEC 60529. | 25mm | 1071-O2- EL-PO- 037-6005-A0-0-001 | OPEN PACKING LIST | Noor Mehvar Fars | 180 | PCS | 180 | MRV | ODCC-EL-IGC-0143 | IGC | 2021-09-04 | 81 | 81 | [43 empty] | ODCC-EL-IGC-0018 | IGC | 2022-01-16 | 81 |  |  | 0
1343 | 55 | EPSE04EAAI6FN000 |  | GLAND | Cable Gland | Cable Glands, Made of Nickel Plated Brass, Industrial Type, IP65, ISO threaded, C/W Sealing of inner sheath and Outer sheath, Clamping of the single wire armour, Sealing Washer and Lock Nut, suitable for CU/XLPE/LSH/SWA/PVC cable, with Earth Tag and black color PVC shroud, According to the IEC 62444, IEC 60529. | 25mm | 1071-O2- EL-PO- 037-6005-A0-0-001 | OPEN PACKING LIST | Noor Mehvar Fars | 25 | PCS | 17 | MRV | ODCC-EL-IGC-0131 | IGC | 2021-08-04 | 7 | 7 |  | ODCC-EL-IGC-0143 | IGC | 2021-09-04 | 8 | 8 | [37 empty] | ODCC-EL-IGC-0018 | IGC | 2022-01-16 | 7 |  |  | 8
1344 | 61 | EPSE04EAAI6FN000 |  | GLAND | Cable Gland | Cable Glands, Made of Nickel Plated Brass, Industrial Type, IP65, ISO Threaded, C/W Sealing of Inner Sheath and Outer Sheath, Clamping of the Single Wire Armour, Sealing Washer and Lock Nut, Suitable for Cu/XLPE/Lsh/SWA/PVC Cable, with Earth Tag and Black Color PVC Shroud, According to the IEC 62444, IEC 60529. | 25mm | 1071-O2- EL-PO- 037-6005-A0-0-001 | OPEN PACKING LIST | Noor Mehvar Fars | 50 | PCS | 25 |  | ODCC-EL-ARP-0070 | Abad Rahan | 2021-11-29 | 25 | 25 | [49 empty] | 25
1345 | 75 | EPSE04EAAI6FN000 |  | GLAND | Cable Gland | Cable Glands, Made of Nickel Plated Brass, Industrial Type, IP65, ISO threaded, C/W Sealing of inner sheath and Outer sheath, Clamping of the single wire armour, Sealing Washer and Lock Nut, suitable for CU/XLPE/LSH/SWA/PVC cable, with Earth Tag and black color PVC shroud, According to the IEC 62444, IEC 60529. | 25mm | 1071-O2- EL-PO- 037-6005-A0-0-001 | OPEN PACKING LIST | Noor Mehvar Fars | 27 | PCS | 27 | MRV | ODCC-EL-IGC-0131 | IGC | 2021-08-04 | 10 | 10 |  | ODCC-EL-IGC-0143 | IGC | 2021-09-04 | 9 | 9 | [37 empty] | ODCC-EL-IGC-0018 | IGC | 2022-01-16 | 19 |  |  | 0
1346 | SS-40-05 | EPSE04EAAI6FN000 |  | GLAND | Cable Gland | Cable Glands, Made of Nickel Plated Brass, Industrial Type, IP65, ISO threaded, C/W Sealing of inner sheath and Outer sheath, Clamping of the single wire armour, Sealing Washer and Lock Nut, suitable for CU/XLPE/LSH/SWA/PVC cable, with Earth Tag and black color PVC shroud, According to the IEC 62444, IEC 60529. | 25mm | 1071-O2- EL-PO- 037-6005-A0-0-001 | OPEN PACKING LIST | Noor Mehvar Fars | 16 | PCS | 16 | [55 empty] | 0
1347 | SS-40-09 | EPSE04EAAI6FN000 |  | GLAND | Cable Gland | Cable Glands, Made of Nickel Plated Brass, Industrial Type, IP65, ISO threaded, C/W Sealing of inner sheath and Outer sheath, Clamping of the single wire armour, Sealing Washer and Lock Nut, suitable for CU/XLPE/LSH/SWA/PVC cable, with Earth Tag and black color PVC shroud, According to the IEC 62444, IEC 60529. | 25mm | 1071-O2- EL-PO- 037-6005-A0-0-001 | OPEN PACKING LIST | Noor Mehvar Fars | 7 | PCS | 1 |  | ODCC-EL-IGC-0225 | IGC | 2022-01-22 | 6 | 6 | [49 empty] | 6
1348 | 35 | EPSE05EAAA6FN2T3 |  | GLAND | Cable Gland | Cable Glands, Made of Nickel Plated Brass, Exd IIB, IP65, ISO threaded, C/W Sealing of inner sheath and Outer sheath, Clamping of the single wire armour, Sealing Washer and Lock Nut, suitable for CU/XLPE/LSH/SWA/PVC cable, with Earth Tag and black color PVC shroud, According to the IEC 62444, IEC 60529. | 32mm | 1071-O2- EL-PO- 037-6005-A0-0-001 | OPEN PACKING LIST | Noor Mehvar Fars | 35 | PCS | 35 | [55 empty] | 0
1349 | 35 | EPSE06EAAA6FN2T3 |  | GLAND | Cable Gland | Cable Glands, Made of Nickel Plated Brass, Exd IIB, IP65, ISO threaded, C/W Sealing of inner sheath and Outer sheath, Clamping of the single wire armour, Sealing Washer and Lock Nut, suitable for CU/XLPE/LSH/SWA/PVC cable, with Earth Tag and black color PVC shroud, According to the IEC 62444, IEC 60529. | 40mm | 1071-O2- EL-PO- 037-6005-A0-0-001 | OPEN PACKING LIST | Noor Mehvar Fars | 16 | PCS | 16 | [55 empty] | 0
1350 | 35 | EPSE07EAAA6FN2T3 |  | GLAND | Cable Gland | Cable Glands, Made of Nickel Plated Brass, Exd IIB, IP65, ISO threaded, C/W Sealing of inner sheath and Outer sheath, Clamping of the single wire armour, Sealing Washer and Lock Nut, suitable for CU/XLPE/LSH/SWA/PVC cable, with Earth Tag and black color PVC shroud, According to the IEC 62444, IEC 60529. | 50mm | 1071-O2- EL-PO- 037-6005-A0-0-001 | OPEN PACKING LIST | Noor Mehvar Fars | 5 | PCS | 5 | [55 empty] | 0
1351 | 35 | EPSE08EAAA6FN2T3 |  | GLAND | Cable Gland | Cable Glands, Made of Nickel Plated Brass, Exd IIB, IP65, ISO threaded, C/W Sealing of inner sheath and Outer sheath, Clamping of the single wire armour, Sealing Washer and Lock Nut, suitable for CU/XLPE/LSH/SWA/PVC cable, with Earth Tag and black color PVC shroud, According to the IEC 62444, IEC 60529. | 63mm | 1071-O2- EL-PO- 037-6005-A0-0-001 | OPEN PACKING LIST | Noor Mehvar Fars | 1 | PCS | 1 | [55 empty] | 0
1352 | 35 | EPSE04EAAA6FN3T3 |  | GLAND | Cable Gland | Cable Glands, Made of Nickel Plated Brass, Exd IIC, IP65, ISO threaded, C/W Sealing of inner sheath and Outer sheath, Clamping of the single wire armour, Sealing Washer and Lock Nut, suitable for CU/XLPE/LSH/SWA/PVC cable, with Earth Tag and black color PVC shroud, According to the IEC 62444, IEC 60529. | 25mm | 1071-O2- EL-PO- 037-6005-A0-0-001 | OPEN PACKING LIST | Noor Mehvar Fars | 5 | PCS | 5 | [55 empty] | 0
1353 | 35 | EPSE05EAAA6FN3T3 |  | GLAND | Cable Gland | Cable Glands, Made of Nickel Plated Brass, Exd IIC, IP65, ISO threaded, C/W Sealing of inner sheath and Outer sheath, Clamping of the single wire armour, Sealing Washer and Lock Nut, suitable for CU/XLPE/LSH/SWA/PVC cable, with Earth Tag and black color PVC shroud, According to the IEC 62444, IEC 60529. | 32mm | 1071-O2- EL-PO- 037-6005-A0-0-001 | OPEN PACKING LIST | Noor Mehvar Fars | 2 | PCS | 2 | [55 empty] | 0
1354 | 35 | EPSE06EAAA6FN3T3 |  | GLAND | Cable Gland | Cable Glands, Made of Nickel Plated Brass, Exd IIC, IP65, ISO threaded, C/W Sealing of inner sheath and Outer sheath, Clamping of the single wire armour, Sealing Washer and Lock Nut, suitable for CU/XLPE/LSH/SWA/PVC cable, with Earth Tag and black color PVC shroud, According to the IEC 62444, IEC 60529. | 40mm | 1071-O2- EL-PO- 037-6005-A0-0-001 | OPEN PACKING LIST | Noor Mehvar Fars | 2 | PCS | 2 | [55 empty] | 0
1355 | 35 | EPSE07EAAA6FN3T3 |  | GLAND | Cable Gland | Cable Glands, Made of Nickel Plated Brass, Exd IIC, IP65, ISO threaded, C/W Sealing of inner sheath and Outer sheath, Clamping of the single wire armour, Sealing Washer and Lock Nut, suitable for CU/XLPE/LSH/SWA/PVC cable, with Earth Tag and black color PVC shroud, According to the IEC 62444, IEC 60529. | 50mm | 1071-O2- EL-PO- 037-6005-A0-0-001 | OPEN PACKING LIST | Noor Mehvar Fars | 2 | PCS | 2 | [55 empty] | 0
1356 | 35 | EPSE05EAAI6FN000 |  | GLAND | Cable Gland | Cable Glands, Made of Nickel Plated Brass, Industrial Type, IP65, ISO threaded, C/W Sealing of inner sheath and Outer sheath, Clamping of the single wire armour, Sealing Washer and Lock Nut, suitable for CU/XLPE/LSH/SWA/PVC cable, with Earth Tag and black color PVC shroud, According to the IEC 62444, IEC 60529. | 32mm | 1071-O2- EL-PO- 037-6005-A0-0-001 | OPEN PACKING LIST | Noor Mehvar Fars | 20 | PCS | 20 | [55 empty] | 0
1357 | 35 | EPSE06EAAI6FN000 |  | GLAND | Cable Gland | Cable Glands, Made of Nickel Plated Brass, Industrial Type, IP65, ISO threaded, C/W Sealing of inner sheath and Outer sheath, Clamping of the single wire armour, Sealing Washer and Lock Nut, suitable for CU/XLPE/LSH/SWA/PVC cable, with Earth Tag and black color PVC shroud, According to the IEC 62444, IEC 60529. | 40mm | 1071-O2- EL-PO- 037-6005-A0-0-001 | OPEN PACKING LIST | Noor Mehvar Fars | 10 | PCS | 10 | [55 empty] | 0
1358 | 35 | EPSE07EAAI6FN000 |  | GLAND | Cable Gland | Cable Glands, Made of Nickel Plated Brass, Industrial Type, IP65, ISO threaded, C/W Sealing of inner sheath and Outer sheath, Clamping of the single wire armour, Sealing Washer and Lock Nut, suitable for CU/XLPE/LSH/SWA/PVC cable, with Earth Tag and black color PVC shroud, According to the IEC 62444, IEC 60529. | 50mm | 1071-O2- EL-PO- 037-6005-A0-0-001 | OPEN PACKING LIST | Noor Mehvar Fars | 6 | PCS | 6 | [55 empty] | 0
1359 | 35 | EPSE08EAAI6FN000 |  | GLAND | Cable Gland | Cable Glands, Made of Nickel Plated Brass, Industrial Type, IP65, ISO threaded, C/W Sealing of inner sheath and Outer sheath, Clamping of the single wire armour, Sealing Washer and Lock Nut, suitable for CU/XLPE/LSH/SWA/PVC cable, with Earth Tag and black color PVC shroud, According to the IEC 62444, IEC 60529. | 63mm | 1071-O2- EL-PO- 037-6005-A0-0-001 | OPEN PACKING LIST | Noor Mehvar Fars | 1 | PCS | 1 | [55 empty] | 0
1360 | 35 | EPSE11EAAI6FN000 |  | GLAND | Cable Gland | Cable Glands, Made of Nickel Plated Brass, Industrial Type, IP65, ISO threaded, C/W Sealing of inner sheath and Outer sheath, Clamping of the single wire armour, Sealing Washer and Lock Nut, suitable for CU/XLPE/LSH/SWA/PVC cable, with Earth Tag and black color PVC shroud, According to the IEC 62444, IEC 60529. | 75mm | 1071-O2- EL-PO- 037-6005-A0-0-001 | OPEN PACKING LIST | Noor Mehvar Fars | 1 | PCS | 1 | [55 empty] | 0
1361 | 41 | EPSE05EAAI6FN000 |  | GLAND | Cable Gland | Cable Glands, Made of Nickel Plated Brass, Industrial Type, IP65, ISO threaded, C/W Sealing of inner sheath and Outer sheath, Clamping of the single wire armour, Sealing Washer and Lock Nut, suitable for CU/XLPE/LSH/SWA/PVC cable, with Earth Tag and black color PVC shroud, According to the IEC 62444, IEC 60529. | 32mm | 1071-O2- EL-PO- 037-6005-A0-0-001 | OPEN PACKING LIST | Noor Mehvar Fars | 64 | PCS | 64 | [55 empty] | 0
1362 | 41 | EPSE06EAAI6FN000 |  | GLAND | Cable Gland | Cable Glands, Made of Nickel Plated Brass, Industrial Type, IP65, ISO threaded, C/W Sealing of inner sheath and Outer sheath, Clamping of the single wire armour, Sealing Washer and Lock Nut, suitable for CU/XLPE/LSH/SWA/PVC cable, with Earth Tag and black color PVC shroud, According to the IEC 62444, IEC 60529. | 40mm | 1071-O2- EL-PO- 037-6005-A0-0-001 | OPEN PACKING LIST | Noor Mehvar Fars | 25 | PCS | 25 | [55 empty] | 0
1363 | 41 | EPSE07EAAI6FN000 |  | GLAND | Cable Gland | Cable Glands, Made of Nickel Plated Brass, Industrial Type, IP65, ISO threaded, C/W Sealing of inner sheath and Outer sheath, Clamping of the single wire armour, Sealing Washer and Lock Nut, suitable for CU/XLPE/LSH/SWA/PVC cable, with Earth Tag and black color PVC shroud, According to the IEC 62444, IEC 60529. | 50mm | 1071-O2- EL-PO- 037-6005-A0-0-001 | OPEN PACKING LIST | Noor Mehvar Fars | 9 | PCS | 9 | [55 empty] | 0
1364 | 41 | EPSE11EAAI6FN000 |  | GLAND | Cable Gland | Cable Glands, Made of Nickel Plated Brass, Industrial Type, IP65, ISO threaded, C/W Sealing of inner sheath and Outer sheath, Clamping of the single wire armour, Sealing Washer and Lock Nut, suitable for CU/XLPE/LSH/SWA/PVC cable, with Earth Tag and black color PVC shroud, According to the IEC 62444, IEC 60529. | 75mm | 1071-O2- EL-PO- 037-6005-A0-0-001 | OPEN PACKING LIST | Noor Mehvar Fars | 7 | PCS | 7 | [55 empty] | 0
1365 | 41 | EPSE04IABA6FN000 |  | GLAND | Cable Gland | Cable Glands, Made of Nickel Plated Brass, Industrial Type, IP65, ISO threaded, C/W Sealing of inner sheath and Outer sheath, Clamping of the Single wire armour, Sealing Washer and Lock Nut, suitable for CU/PVC/PVC cable, with Earth Tag and black color PVC shroud, According to the IEC 62444, IEC 60529. | 25mm | 1071-O2- EL-PO- 037-6005-A0-0-001 | OPEN PACKING LIST | Noor Mehvar Fars | 18 | PCS | 18 | [55 empty] | 0
1366 | 41 | EPSE06IABA6FN000 |  | GLAND | Cable Gland | Cable Glands, Made of Nickel Plated Brass, Industrial Type, IP65, ISO threaded, C/W Sealing of inner sheath and Outer sheath, Clamping of the Single wire armour, Sealing Washer and Lock Nut, suitable for CU/PVC/PVC cable, with Earth Tag and black color PVC shroud, According to the IEC 62444, IEC 60529. | 40mm | 1071-O2- EL-PO- 037-6005-A0-0-001 | OPEN PACKING LIST | Noor Mehvar Fars | 3 | PCS | 3 | [55 empty] | 0
1367 | 42 | EPSE05EAAA6FN2T3 |  | GLAND | Cable Gland | Cable Glands, Made of Nickel Plated Brass, Exd IIB, IP65, ISO threaded, C/W Sealing of inner sheath and Outer sheath, Clamping of the single wire armour, Sealing Washer and Lock Nut, suitable for CU/XLPE/LSH/SWA/PVC cable, with Earth Tag and black color PVC shroud, According to the IEC 62444, IEC 60529. | 32mm | 1071-O2- EL-PO- 037-6005-A0-0-001 | OPEN PACKING LIST | Noor Mehvar Fars | 10 | PCS | 10 | [55 empty] | 0
1368 | 42 | EPSE11EAAA6FN2T3 |  | GLAND | Cable Gland | Cable Glands, Made of Nickel Plated Brass, Exd IIB, IP65, ISO threaded, C/W Sealing of inner sheath and Outer sheath, Clamping of the single wire armour, Sealing Washer and Lock Nut, suitable for CU/XLPE/LSH/SWA/PVC cable, with Earth Tag and black color PVC shroud, According to the IEC 62444, IEC 60529. | 75mm | 1071-O2- EL-PO- 037-6005-A0-0-001 | OPEN PACKING LIST | Noor Mehvar Fars | 18 | PCS | 18 | [55 empty] | 0
1369 | 42 | EPSE05EAAI6FN000 |  | GLAND | Cable Gland | Cable Glands, Made of Nickel Plated Brass, Industrial Type, IP65, ISO threaded, C/W Sealing of inner sheath and Outer sheath, Clamping of the single wire armour, Sealing Washer and Lock Nut, suitable for CU/XLPE/LSH/SWA/PVC cable, with Earth Tag and black color PVC shroud, According to the IEC 62444, IEC 60529. | 32mm | 1071-O2- EL-PO- 037-6005-A0-0-001 | OPEN PACKING LIST | Noor Mehvar Fars | 170 | PCS | 170 | [55 empty] | 0
1370 | 42 | EPSE06EAAI6FN000 |  | GLAND | Cable Gland | Cable Glands, Made of Nickel Plated Brass, Industrial Type, IP65, ISO threaded, C/W Sealing of inner sheath and Outer sheath, Clamping of the single wire armour, Sealing Washer and Lock Nut, suitable for CU/XLPE/LSH/SWA/PVC cable, with Earth Tag and black color PVC shroud, According to the IEC 62444, IEC 60529. | 40mm | 1071-O2- EL-PO- 037-6005-A0-0-001 | OPEN PACKING LIST | Noor Mehvar Fars | 38 | PCS | 38 | [55 empty] | 0
1371 | 42 | EPSE07EAAI6FN000 |  | GLAND | Cable Gland | Cable Glands, Made of Nickel Plated Brass, Industrial Type, IP65, ISO threaded, C/W Sealing of inner sheath and Outer sheath, Clamping of the single wire armour, Sealing Washer and Lock Nut, suitable for CU/XLPE/LSH/SWA/PVC cable, with Earth Tag and black color PVC shroud, According to the IEC 62444, IEC 60529. | 50mm | 1071-O2- EL-PO- 037-6005-A0-0-001 | OPEN PACKING LIST | Noor Mehvar Fars | 45 | PCS | 45 | [55 empty] | 0
1372 | 42 | EPSE08EAAI6FN000 |  | GLAND | Cable Gland | Cable Glands, Made of Nickel Plated Brass, Industrial Type, IP65, ISO threaded, C/W Sealing of inner sheath and Outer sheath, Clamping of the single wire armour, Sealing Washer and Lock Nut, suitable for CU/XLPE/LSH/SWA/PVC cable, with Earth Tag and black color PVC shroud, According to the IEC 62444, IEC 60529. | 63mm | 1071-O2- EL-PO- 037-6005-A0-0-001 | OPEN PACKING LIST | Noor Mehvar Fars | 66 | PCS | 66 | [55 empty] | 0
1373 | 42 | EPSE08EAAI6FN000 |  | GLAND | Cable Gland | Cable Glands, Made of Nickel Plated Brass, Industrial Type, IP65, ISO threaded, C/W Sealing of inner sheath and Outer sheath, Clamping of the single wire armour, Sealing Washer and Lock Nut, suitable for CU/XLPE/LSH/SWA/PVC cable, with Earth Tag and black color PVC shroud, According to the IEC 62444, IEC 60529. | 75mm | 1071-O2- EL-PO- 037-6005-A0-0-001 | OPEN PACKING LIST | Noor Mehvar Fars | 42 | PCS | 42 | [55 empty] | 0
1374 | 43 | EPSE05EAAA6FN2T3 |  | GLAND | Cable Gland | Cable Glands, Made of Nickel Plated Brass, Exd IIB, IP65, ISO threaded, C/W Sealing of inner sheath and Outer sheath, Clamping of the single wire armour, Sealing Washer and Lock Nut, suitable for CU/XLPE/LSH/SWA/PVC cable, with Earth Tag and black color PVC shroud, According to the IEC 62444, IEC 60529 | 32mm | 1071-O2- EL-PO- 037-6005-A0-0-001 | OPEN PACKING LIST | Noor Mehvar Fars | 2 | PCS | 2 | [55 empty] | 0
1375 | 43 | EPSE06EAAA6FN2T3 |  | GLAND | Cable Gland | Cable Glands, Made of Nickel Plated Brass, Exd IIB, IP65, ISO threaded, C/W Sealing of inner sheath and Outer sheath, Clamping of the single wire armour, Sealing Washer and Lock Nut, suitable for CU/XLPE/LSH/SWA/PVC cable, with Earth Tag and black color PVC shroud, According to the IEC 62444, IEC 60529 | 40mm | 1071-O2- EL-PO- 037-6005-A0-0-001 | OPEN PACKING LIST | Noor Mehvar Fars | 4 | PCS | 4 | [55 empty] | 0
1376 | 43 | EPSE05EAAI6FN000 |  | GLAND | Cable Gland | Cable Glands, Made of Nickel Plated Brass, Industrial Type, IP65, ISO threaded, C/W Sealing of inner sheath and Outer sheath, Clamping of the single wire armour, Sealing Washer and Lock Nut, suitable for CU/XLPE/LSH/SWA/PVC cable, with Earth Tag and black color PVC shroud, According to the IEC 62444, IEC 60529. | 32mm | 1071-O2- EL-PO- 037-6005-A0-0-001 | OPEN PACKING LIST | Noor Mehvar Fars | 2 | PCS | 2 | [55 empty] | 0
1377 | 43 | EPSE06EAAI6FN000 |  | GLAND | Cable Gland | Cable Glands, Made of Nickel Plated Brass, Industrial Type, IP65, ISO threaded, C/W Sealing of inner sheath and Outer sheath, Clamping of the single wire armour, Sealing Washer and Lock Nut, suitable for CU/XLPE/LSH/SWA/PVC cable, with Earth Tag and black color PVC shroud, According to the IEC 62444, IEC 60529. | 40mm | 1071-O2- EL-PO- 037-6005-A0-0-001 | OPEN PACKING LIST | Noor Mehvar Fars | 8 | PCS | 8 | [55 empty] | 0
1378 | 43 | EPSE07EAAI6FN000 |  | GLAND | Cable Gland | Cable Glands, Made of Nickel Plated Brass, Industrial Type, IP65, ISO threaded, C/W Sealing of inner sheath and Outer sheath, Clamping of the single wire armour, Sealing Washer and Lock Nut, suitable for CU/XLPE/LSH/SWA/PVC cable, with Earth Tag and black color PVC shroud, According to the IEC 62444, IEC 60529. | 63mm | 1071-O2- EL-PO- 037-6005-A0-0-001 | OPEN PACKING LIST | Noor Mehvar Fars | 3 | PCS | 3 | [55 empty] | 0
1379 | 44 | EPSE05EAAI6FN000 |  | GLAND | Cable Gland | Cable Glands, Made of Nickel Plated Brass, Industrial Type, IP65, ISO threaded, C/W Sealing of inner sheath and Outer sheath, Clamping of the single wire armour, Sealing Washer and Lock Nut, suitable for CU/XLPE/LSH/SWA/PVC cable, with Earth Tag and black color PVC shroud, According to the IEC 62444, IEC 60529. | 32mm | 1071-O2- EL-PO- 037-6005-A0-0-001 | OPEN PACKING LIST | Noor Mehvar Fars | 7 | PCS | 7 | [55 empty] | 0
1380 | 44 | EPSE06EAAI6FN000 |  | GLAND | Cable Gland | Cable Glands, Made of Nickel Plated Brass, Industrial Type, IP65, ISO threaded, C/W Sealing of inner sheath and Outer sheath, Clamping of the single wire armour, Sealing Washer and Lock Nut, suitable for CU/XLPE/LSH/SWA/PVC cable, with Earth Tag and black color PVC shroud, According to the IEC 62444, IEC 60529. | 40mm | 1071-O2- EL-PO- 037-6005-A0-0-001 | OPEN PACKING LIST | Noor Mehvar Fars | 7 | PCS | 7 | [55 empty] | 0
1381 | 44 | EPSE07EAAI6FN000 |  | GLAND | Cable Gland | Cable Glands, Made of Nickel Plated Brass, Industrial Type, IP65, ISO threaded, C/W Sealing of inner sheath and Outer sheath, Clamping of the single wire armour, Sealing Washer and Lock Nut, suitable for CU/XLPE/LSH/SWA/PVC cable, with Earth Tag and black color PVC shroud, According to the IEC 62444, IEC 60529. | 50mm | 1071-O2- EL-PO- 037-6005-A0-0-001 | OPEN PACKING LIST | Noor Mehvar Fars | 3 | PCS | 3 | [55 empty] | 0
1382 | 44 | EPSE15EAAI6FN000 |  | GLAND | Cable Gland | Cable Glands, Made of Nickel Plated Brass, Industrial Type, IP65, ISO threaded, C/W Sealing of inner sheath and Outer sheath, Clamping of the single wire armour, Sealing Washer and Lock Nut, suitable for CU/XLPE/LSH/SWA/PVC cable, with Earth Tag and black color PVC shroud, According to the IEC 62444, IEC 60529. | 90mm | 1071-O2- EL-PO- 037-6005-A0-0-001 | OPEN PACKING LIST | Noor Mehvar Fars | 3 | PCS | 0 | * | ODCC-EL-IGC-0196 | IGC | 2021-12-15 | 3 | 3 | P-5101A/B | [48 empty] | 3
1383 | 46 | EPSE05EAAA6FN2T3 |  | GLAND | Cable Gland | Cable Glands, Made of Nickel Plated Brass, Exd IIB, IP65, ISO threaded, C/W Sealing of inner sheath and Outer sheath, Clamping of the single wire armour, Sealing Washer and Lock Nut, suitable for CU/XLPE/LSH/SWA/PVC cable, with Earth Tag and black color PVC shroud, According to the IEC 62444, IEC 60529. | 32mm | 1071-O2- EL-PO- 037-6005-A0-0-001 | OPEN PACKING LIST | Noor Mehvar Fars | 21 | PCS | 21 | [55 empty] | 0
1384 | 46 | EPSE07EAAA6FN2T3 |  | GLAND | Cable Gland | Cable Glands, Made of Nickel Plated Brass, Exd IIB, IP65, ISO threaded, C/W Sealing of inner sheath and Outer sheath, Clamping of the single wire armour, Sealing Washer and Lock Nut, suitable for CU/XLPE/LSH/SWA/PVC cable, with Earth Tag and black color PVC shroud, According to the IEC 62444, IEC 60529. | 50mm | 1071-O2- EL-PO- 037-6005-A0-0-001 | OPEN PACKING LIST | Noor Mehvar Fars | 14 | PCS | 14 | [55 empty] | 0
1385 | 46 | EPSE08EAAA6FN2T3 |  | GLAND | Cable Gland | Cable Glands, Made of Nickel Plated Brass, Exd IIB, IP65, ISO threaded, C/W Sealing of inner sheath and Outer sheath, Clamping of the single wire armour, Sealing Washer and Lock Nut, suitable for CU/XLPE/LSH/SWA/PVC cable, with Earth Tag and black color PVC shroud, According to the IEC 62444, IEC 60529. | 63mm | 1071-O2- EL-PO- 037-6005-A0-0-001 | OPEN PACKING LIST | Noor Mehvar Fars | 11 | PCS | 11 | [55 empty] | 0
1386 | 46 | EPSE11EAAA6FN2T3 |  | GLAND | Cable Gland | Cable Glands, Made of Nickel Plated Brass, Exd IIB, IP65, ISO threaded, C/W Sealing of inner sheath and Outer sheath, Clamping of the single wire armour, Sealing Washer and Lock Nut, suitable for CU/XLPE/LSH/SWA/PVC cable, with Earth Tag and black color PVC shroud, According to the IEC 62444, IEC 60529. | 75mm | 1071-O2- EL-PO- 037-6005-A0-0-001 | OPEN PACKING LIST | Noor Mehvar Fars | 7 | PCS | 7 | [55 empty] | 0
1387 | 46 | EPSE05EAAI6FN000 |  | GLAND | Cable Gland | Cable Glands, Made of Nickel Plated Brass, Industrial Type, IP65, ISO threaded, C/W Sealing of inner sheath and Outer sheath, Clamping of the single wire armour, Sealing Washer and Lock Nut, suitable for CU/XLPE/LSH/SWA/PVC cable, with Earth Tag and black color PVC shroud, According to the IEC 62444, IEC 60529. | 32mm | 1071-O2- EL-PO- 037-6005-A0-0-001 | OPEN PACKING LIST | Noor Mehvar Fars | 65 | PCS | 65 | [55 empty] | 0
1388 | 46 | EPSE07EAAI6FN000 |  | GLAND | Cable Gland | Cable Glands, Made of Nickel Plated Brass, Industrial Type, IP65, ISO threaded, C/W Sealing of inner sheath and Outer sheath, Clamping of the single wire armour, Sealing Washer and Lock Nut, suitable for CU/XLPE/LSH/SWA/PVC cable, with Earth Tag and black color PVC shroud, According to the IEC 62444, IEC 60529. | 50mm | 1071-O2- EL-PO- 037-6005-A0-0-001 | OPEN PACKING LIST | Noor Mehvar Fars | 40 | PCS | 40 | [55 empty] | 0
1389 | 46 | EPSE08EAAI6FN000 |  | GLAND | Cable Gland | Cable Glands, Made of Nickel Plated Brass, Industrial Type, IP65, ISO threaded, C/W Sealing of inner sheath and Outer sheath, Clamping of the single wire armour, Sealing Washer and Lock Nut, suitable for CU/XLPE/LSH/SWA/PVC cable, with Earth Tag and black color PVC shroud, According to the IEC 62444, IEC 60529. | 63mm | 1071-O2- EL-PO- 037-6005-A0-0-001 | OPEN PACKING LIST | Noor Mehvar Fars | 11 | PCS | 11 | [55 empty] | 0
1390 | 50 | EPSE05EAAA6FN2T3 |  | GLAND | Cable Gland | Cable Glands, Made of Nickel Plated Brass, Exd IIB, IP65, ISO threaded, C/W Sealing of inner sheath and Outer sheath, Clamping of the single wire armour, Sealing Washer and Lock Nut, suitable for CU/XLPE/LSH/SWA/PVC cable, with Earth Tag and black color PVC shroud, According to the IEC 62444, IEC 60529. | 32mm | 1071-O2- EL-PO- 037-6005-A0-0-001 | OPEN PACKING LIST | Noor Mehvar Fars | 290 | PCS | 290 | [55 empty] | 0
1391 | 50 | EPSE06EAAA6FN2T3 |  | GLAND | Cable Gland | Cable Glands, Made of Nickel Plated Brass, Exd IIB, IP65, ISO threaded, C/W Sealing of inner sheath and Outer sheath, Clamping of the single wire armour, Sealing Washer and Lock Nut, suitable for CU/XLPE/LSH/SWA/PVC cable, with Earth Tag and black color PVC shroud, According to the IEC 62444, IEC 60529. | 40mm | 1071-O2- EL-PO- 037-6005-A0-0-001 | OPEN PACKING LIST | Noor Mehvar Fars | 43 | PCS | 43 | [55 empty] | 0
1392 | 50 | EPSE07EAAA6FN2T3 |  | GLAND | Cable Gland | Cable Glands, Made of Nickel Plated Brass, Exd IIB, IP65, ISO threaded, C/W Sealing of inner sheath and Outer sheath, Clamping of the single wire armour, Sealing Washer and Lock Nut, suitable for CU/XLPE/LSH/SWA/PVC cable, with Earth Tag and black color PVC shroud, According to the IEC 62444, IEC 60529. | 50mm | 1071-O2- EL-PO- 037-6005-A0-0-001 | OPEN PACKING LIST | Noor Mehvar Fars | 6 | PCS | 6 | [55 empty] | 0
1393 | 50 | EPSE05EAAI6FN000 |  | GLAND | Cable Gland | Cable Glands, Made of Nickel Plated Brass, Industrial Type, IP65, ISO threaded, C/W Sealing of inner sheath and Outer sheath, Clamping of the single wire armour, Sealing Washer and Lock Nut, suitable for CU/XLPE/LSH/SWA/PVC cable, with Earth Tag and black color PVC shroud, According to the IEC 62444, IEC 60529. | 32mm | 1071-O2- EL-PO- 037-6005-A0-0-001 | OPEN PACKING LIST | Noor Mehvar Fars | 93 | PCS | 93 | [55 empty] | 0
1394 | 50 | EPSE06EAAI6FN000 |  | GLAND | Cable Gland | Cable Glands, Made of Nickel Plated Brass, Industrial Type, IP65, ISO threaded, C/W Sealing of inner sheath and Outer sheath, Clamping of the single wire armour, Sealing Washer and Lock Nut, suitable for CU/XLPE/LSH/SWA/PVC cable, with Earth Tag and black color PVC shroud, According to the IEC 62444, IEC 60529. | 40mm | 1071-O2- EL-PO- 037-6005-A0-0-001 | OPEN PACKING LIST | Noor Mehvar Fars | 40 | PCS | 40 | [55 empty] | 0
1395 | 50 | EPSE03LAAI6FN000 |  | GLAND | Cable Gland | Cable Glands, Made of Nickel Plated Brass, Industrial Type, IP65, ISO threaded, C/W Sealing of inner sheath and Outer sheath, Clamping of the Single wire armour, Sealing Washer and Lock Nut, suitable for CU/XLPE/SWA/PVC cable, with Earth Tag and black color PVC shroud, According to the IEC 62444, IEC 60529. | 20mm | 1071-O2- EL-PO- 037-6005-A0-0-001 | OPEN PACKING LIST | Noor Mehvar Fars | 71 | PCS | 71 | [55 empty] | 0
1396 | 51 | EPSE05EAAA6FN2T3 |  | GLAND | Cable Gland | Cable Glands, Made of Nickel Plated Brass, Exd IIB, IP65, ISO threaded, C/W Sealing of inner sheath and Outer sheath, Clamping of the single wire armour, Sealing Washer and Lock Nut, suitable for CU/XLPE/LSH/SWA/PVC cable, with Earth Tag and black color PVC shroud, According to the IEC 62444, IEC 60529. | 32mm | 1071-O2- EL-PO- 037-6005-A0-0-001 | OPEN PACKING LIST | Noor Mehvar Fars | 115 | PCS | 0 |  | ODCC-EL-IGC-0164 | IGC | 2021-10-26 | 27 | 27 |  | ODCC-EL-IGC-0175 | IGC | 2021-11-19 | 16 | 16 | NDP panel | ODCC-EL-IGC-0219 | IGC | 2022-01-18 | 72 | 72 | [37 empty] | 115
1397 | 51 | EPSE06EAAA6FN2T3 |  | GLAND | Cable Gland | Cable Glands, Made of Nickel Plated Brass, Exd IIB, IP65, ISO threaded, C/W Sealing of inner sheath and Outer sheath, Clamping of the single wire armour, Sealing Washer and Lock Nut, suitable for CU/XLPE/LSH/SWA/PVC cable, with Earth Tag and black color PVC shroud, According to the IEC 62444, IEC 60529. | 40mm | 1071-O2- EL-PO- 037-6005-A0-0-001 | OPEN PACKING LIST | Noor Mehvar Fars | 28 | PCS | 3 |  | ODCC-EL-IGC-0164 | IGC | 2021-10-26 | 9 | 9 |  | ODCC-EL-IGC-0175 | IGC | 2021-11-19 | 12 | 12 | Lighting & NDP panel | ODCC-EL-IGC-0219 | IGC | 2022-01-18 | 4 | 4 | [37 empty] | 25
1398 | 51 | EPSE07EAAA6FN2T3 |  | GLAND | Cable Gland | Cable Glands, Made of Nickel Plated Brass, Exd IIB, IP65, ISO threaded, C/W Sealing of inner sheath and Outer sheath, Clamping of the single wire armour, Sealing Washer and Lock Nut, suitable for CU/XLPE/LSH/SWA/PVC cable, with Earth Tag and black color PVC shroud, According to the IEC 62444, IEC 60529. | 50mm | 1071-O2- EL-PO- 037-6005-A0-0-001 | OPEN PACKING LIST | Noor Mehvar Fars | 85 | PCS | 5 |  | ODCC-EL-IGC-0164 | IGC | 2021-10-26 | 73 | 73 |  | ODCC-EL-IGC-0219 | IGC | 2022-01-18 | 7 | 7 | 4 pcs for unit 75 | [42 empty] | 80
1399 | 51 | EPSE08EAAA6FN2T3 |  | GLAND | Cable Gland | Cable Glands, Made of Nickel Plated Brass, Exd IIB, IP65, ISO threaded, C/W Sealing of inner sheath and Outer sheath, Clamping of the single wire armour, Sealing Washer and Lock Nut, suitable for CU/XLPE/LSH/SWA/PVC cable, with Earth Tag and black color PVC shroud, According to the IEC 62444, IEC 60529. | 63mm | 1071-O2- EL-PO- 037-6005-A0-0-001 | OPEN PACKING LIST | Noor Mehvar Fars | 18 | PCS | 5 |  | ODCC-EL-IGC-0164 | IGC | 2021-10-26 | 13 | 13 | [49 empty] | 13
1400 | 51 | EPSE11EAAA6FN2T3 |  | GLAND | Cable Gland | Cable Glands, Made of Nickel Plated Brass, Exd IIB, IP65, ISO threaded, C/W Sealing of inner sheath and Outer sheath, Clamping of the single wire armour, Sealing Washer and Lock Nut, suitable for CU/XLPE/LSH/SWA/PVC cable, with Earth Tag and black color PVC shroud, According to the IEC 62444, IEC 60529. | 75mm | 1071-O2- EL-PO- 037-6005-A0-0-001 | OPEN PACKING LIST | Noor Mehvar Fars | 45 | PCS | 39 |  | ODCC-EL-IGC-0164 | IGC | 2021-10-26 | 6 | 6 | [49 empty] | 6
1401 | 51 | EPSE13EAAA6FN2T3 |  | GLAND | Cable Gland | Cable Glands, Made of Nickel Plated Brass, Exd IIB, IP65, ISO threaded, C/W Sealing of inner sheath and Outer sheath, Clamping of the single wire armour, Sealing Washer and Lock Nut, suitable for CU/XLPE/LSH/SWA/PVC cable, with Earth Tag and black color PVC shroud, According to the IEC 62444, IEC 60529. | 100mm | 1071-O2- EL-PO- 037-6005-A0-0-001 | OPEN PACKING LIST | Noor Mehvar Fars | 5 | PCS | 5 | [55 empty] | 0
1402 | 51 | EPSE05EAAI6FN000 |  | GLAND | Cable Gland | Cable Glands, Made of Nickel Plated Brass, Industrial Type, IP65, ISO threaded, C/W Sealing of inner sheath and Outer sheath, Clamping of the single wire armour, Sealing Washer and Lock Nut, suitable for CU/XLPE/LSH/SWA/PVC cable, with Earth Tag and black color PVC shroud, According to the IEC 62444, IEC 60529. | 32mm | 1071-O2- EL-PO- 037-6005-A0-0-001 | OPEN PACKING LIST | Noor Mehvar Fars | 98 | PCS | 39 |  | ODCC-EL-IGC-0143 | IGC | 2021-09-04 | 9 | 9 | [7 empty] | ODCC-EL-IGC-0219 | IGC | 2022-01-18 | 50 | 50 | [37 empty] | 59
1403 | 51 | EPSE06EAAI6FN000 |  | GLAND | Cable Gland | Cable Glands, Made of Nickel Plated Brass, Industrial Type, IP65, ISO threaded, C/W Sealing of inner sheath and Outer sheath, Clamping of the single wire armour, Sealing Washer and Lock Nut, suitable for CU/XLPE/LSH/SWA/PVC cable, with Earth Tag and black color PVC shroud, According to the IEC 62444, IEC 60529. | 40mm | 1071-O2- EL-PO- 037-6005-A0-0-001 | OPEN PACKING LIST | Noor Mehvar Fars | 15 | PCS | 10 |  | ODCC-EL-IGC-0143 | IGC | 2021-09-04 | 5 | 5 | [49 empty] | 5
1404 | 51 | EPSE07EAAI6FN000 |  | GLAND | Cable Gland | Cable Glands, Made of Nickel Plated Brass, Industrial Type, IP65, ISO threaded, C/W Sealing of inner sheath and Outer sheath, Clamping of the single wire armour, Sealing Washer and Lock Nut, suitable for CU/XLPE/LSH/SWA/PVC cable, with Earth Tag and black color PVC shroud, According to the IEC 62444, IEC 60529. | 50mm | 1071-O2- EL-PO- 037-6005-A0-0-001 | OPEN PACKING LIST | Noor Mehvar Fars | 85 | PCS | 13 |  | ODCC-EL-IGC-0143 | IGC | 2021-09-04 | 72 | 72 | 2 Nos for 75 | [48 empty] | 72
1405 | 51 | EPSE08EAAI6FN000 |  | GLAND | Cable Gland | Cable Glands, Made of Nickel Plated Brass, Industrial Type, IP65, ISO threaded, C/W Sealing of inner sheath and Outer sheath, Clamping of the single wire armour, Sealing Washer and Lock Nut, suitable for CU/XLPE/LSH/SWA/PVC cable, with Earth Tag and black color PVC shroud, According to the IEC 62444, IEC 60529. | 63mm | 1071-O2- EL-PO- 037-6005-A0-0-001 | OPEN PACKING LIST | Noor Mehvar Fars | 18 | PCS | 3 |  | ODCC-EL-IGC-0143 | IGC | 2021-09-04 | 15 | 15 | 3 Nos for 75 | [48 empty] | 15
1406 | 51 | EPSE11EAAI6FN000 |  | GLAND | Cable Gland | Cable Glands, Made of Nickel Plated Brass, Industrial Type, IP65, ISO threaded, C/W Sealing of inner sheath and Outer sheath, Clamping of the single wire armour, Sealing Washer and Lock Nut, suitable for CU/XLPE/LSH/SWA/PVC cable, with Earth Tag and black color PVC shroud, According to the IEC 62444, IEC 60529. | 75mm | 1071-O2- EL-PO- 037-6005-A0-0-001 | OPEN PACKING LIST | Noor Mehvar Fars | 45 | PCS | 37 |  | ODCC-EL-IGC-0143 | IGC | 2021-09-04 | 8 | 8 | 2 Nos for 75 | [48 empty] | 8
1407 | 51 | EPSE13EAAI6FN000 |  | GLAND | Cable Gland | Cable Glands, Made of Nickel Plated Brass, Industrial Type, IP65, ISO threaded, C/W Sealing of inner sheath and Outer sheath, Clamping of the single wire armour, Sealing Washer and Lock Nut, suitable for CU/XLPE/LSH/SWA/PVC cable, with Earth Tag and black color PVC shroud, According to the IEC 62444, IEC 60529. | 100mm | 1071-O2- EL-PO- 037-6005-A0-0-001 | OPEN PACKING LIST | Noor Mehvar Fars | 5 | PCS | 1 |  | ODCC-EL-IGC-0183 | IGC | 2021-12-05 | 4 | 4 | [49 empty] | 4
1408 | 55 | EPSE05EAAA6FN2T3 |  | GLAND | Cable Gland | Cable Glands, Made of Nickel Plated Brass, Exd IIB, IP65, ISO threaded, C/W Sealing of inner sheath and Outer sheath, Clamping of the single wire armour, Sealing Washer and Lock Nut, suitable for CU/XLPE/LSH/SWA/PVC cable, with Earth Tag and black color PVC shroud, According to the IEC 62444, IEC 60529. | 32mm | 1071-O2- EL-PO- 037-6005-A0-0-001 | OPEN PACKING LIST | Noor Mehvar Fars | 15 | PCS | 0 |  | ODCC-EL-IGC-0164 | IGC | 2021-10-26 | 3 | 3 |  | ODCC-EL-IGC-0161 | IGC | 2021-10-12 | 10 | 10 |  | ODCC-EL-IGC-0219 | IGC | 2022-01-18 | 2 | 2 | [37 empty] | 15
1409 | 55 | EPSE06EAAA6FN2T3 |  | GLAND | Cable Gland | Cable Glands, Made of Nickel Plated Brass, Exd IIB, IP65, ISO threaded, C/W Sealing of inner sheath and Outer sheath, Clamping of the single wire armour, Sealing Washer and Lock Nut, suitable for CU/XLPE/LSH/SWA/PVC cable, with Earth Tag and black color PVC shroud, According to the IEC 62444, IEC 60529. | 40mm | 1071-O2- EL-PO- 037-6005-A0-0-001 | OPEN PACKING LIST | Noor Mehvar Fars | 10 | PCS | 0 |  | ODCC-EL-IGC-0161 | IGC | 2021-10-12 | 9 | 9 |  | ODCC-EL-IGC-0219 | IGC | 2022-01-18 | 1 | 1 | [43 empty] | 10
1410 | 55 | EPSE07EAAA6FN2T3 |  | GLAND | Cable Gland | Cable Glands, Made of Nickel Plated Brass, Exd IIB, IP65, ISO threaded, C/W Sealing of inner sheath and Outer sheath, Clamping of the single wire armour, Sealing Washer and Lock Nut, suitable for CU/XLPE/LSH/SWA/PVC cable, with Earth Tag and black color PVC shroud, According to the IEC 62444, IEC 60529. | 50mm | 1071-O2- EL-PO- 037-6005-A0-0-001 | OPEN PACKING LIST | Noor Mehvar Fars | 10 | PCS | 0 |  | ODCC-EL-IGC-0164 | IGC | 2021-10-26 | 8 | 8 |  | ODCC-EL-IGC-0219 | IGC | 2022-01-18 | 2 | 2 | [43 empty] | 10
1411 | 55 | EPSE08EAAA6FN2T3 |  | GLAND | Cable Gland | Cable Glands, Made of Nickel Plated Brass, Exd IIB, IP65, ISO threaded, C/W Sealing of inner sheath and Outer sheath, Clamping of the single wire armour, Sealing Washer and Lock Nut, suitable for CU/XLPE/LSH/SWA/PVC cable, with Earth Tag and black color PVC shroud, According to the IEC 62444, IEC 60529. | 63mm | 1071-O2- EL-PO- 037-6005-A0-0-001 | OPEN PACKING LIST | Noor Mehvar Fars | 8 | PCS | 3 |  | ODCC-EL-IGC-0164 | IGC | 2021-10-26 | 5 | 5 | [49 empty] | 5
1412 | 55 | EPSE11EAAA6FN2T3 |  | GLAND | Cable Gland | Cable Glands, Made of Nickel Plated Brass, Exd IIB, IP65, ISO threaded, C/W Sealing of inner sheath and Outer sheath, Clamping of the single wire armour, Sealing Washer and Lock Nut, suitable for CU/XLPE/LSH/SWA/PVC cable, with Earth Tag and black color PVC shroud, According to the IEC 62444, IEC 60529. | 75mm | 1071-O2- EL-PO- 037-6005-A0-0-001 | OPEN PACKING LIST | Noor Mehvar Fars | 5 | PCS | 0 |  | ODCC-EL-IGC-0164 | IGC | 2021-10-26 | 5 | 5 | [49 empty] | 5
1413 | 55 | EPSE05EAAI6FN000 |  | GLAND | Cable Gland | Cable Glands, Made of Nickel Plated Brass, Industrial Type, IP65, ISO threaded, C/W Sealing of inner sheath and Outer sheath, Clamping of the single wire armour, Sealing Washer and Lock Nut, suitable for CU/XLPE/LSH/SWA/PVC cable, with Earth Tag and black color PVC shroud, According to the IEC 62444, IEC 60529. | 32mm | 1071-O2- EL-PO- 037-6005-A0-0-001 | OPEN PACKING LIST | Noor Mehvar Fars | 6 | PCS | 0 |  | ODCC-EL-IGC-0131 | IGC | 2021-08-04 | 4 | 4 |  | ODCC-EL-IGC-0143 | IGC | 2021-09-04 | 1 | 1 |  | ODCC-EL-IGC-0219 | IGC | 2022-01-18 | 1 | 1 | [37 empty] | 6
1414 | 55 | EPSE06EAAI6FN000 |  | GLAND | Cable Gland | Cable Glands, Made of Nickel Plated Brass, Industrial Type, IP65, ISO threaded, C/W Sealing of inner sheath and Outer sheath, Clamping of the single wire armour, Sealing Washer and Lock Nut, suitable for CU/XLPE/LSH/SWA/PVC cable, with Earth Tag and black color PVC shroud, According to the IEC 62444, IEC 60529. | 40mm | 1071-O2- EL-PO- 037-6005-A0-0-001 | OPEN PACKING LIST | Noor Mehvar Fars | 2 | PCS | 1 |  | ODCC-EL-IGC-0131 | IGC | 2021-08-04 | 1 | 1 | [49 empty] | 1
1415 | 55 | EPSE07EAAI6FN000 |  | GLAND | Cable Gland | Cable Glands, Made of Nickel Plated Brass, Industrial Type, IP65, ISO threaded, C/W Sealing of inner sheath and Outer sheath, Clamping of the single wire armour, Sealing Washer and Lock Nut, suitable for CU/XLPE/LSH/SWA/PVC cable, with Earth Tag and black color PVC shroud, According to the IEC 62444, IEC 60529. | 50mm | 1071-O2- EL-PO- 037-6005-A0-0-001 | OPEN PACKING LIST | Noor Mehvar Fars | 10 | PCS | 4 |  | ODCC-EL-IGC-0131 | IGC | 2021-08-04 | 4 | 4 |  | ODCC-EL-IGC-0143 | IGC | 2021-09-04 | 2 | 2 | [43 empty] | 6
1416 | 55 | EPSE08EAAI6FN000 |  | GLAND | Cable Gland | Cable Glands, Made of Nickel Plated Brass, Industrial Type, IP65, ISO threaded, C/W Sealing of inner sheath and Outer sheath, Clamping of the single wire armour, Sealing Washer and Lock Nut, suitable for CU/XLPE/LSH/SWA/PVC cable, with Earth Tag and black color PVC shroud, According to the IEC 62444, IEC 60529. | 63mm | 1071-O2- EL-PO- 037-6005-A0-0-001 | OPEN PACKING LIST | Noor Mehvar Fars | 8 | PCS | 0 |  | ODCC-EL-IGC-0131 | IGC | 2021-08-04 | 3 | 3 |  | ODCC-EL-IGC-0143 | IGC | 2021-09-04 | 5 | 5 | 2 Nos for 75 | [42 empty] | 8
1417 | 55 | EPSE11EAAI6FN000 |  | GLAND | Cable Gland | Cable Glands, Made of Nickel Plated Brass, Industrial Type, IP65, ISO threaded, C/W Sealing of inner sheath and Outer sheath, Clamping of the single wire armour, Sealing Washer and Lock Nut, suitable for CU/XLPE/LSH/SWA/PVC cable, with Earth Tag and black color PVC shroud, According to the IEC 62444, IEC 60529. | 75mm | 1071-O2- EL-PO- 037-6005-A0-0-001 | OPEN PACKING LIST | Noor Mehvar Fars | 5 | PCS | 0 |  | ODCC-EL-IGC-0131 | IGC | 2021-08-04 | 4 | 4 |  | ODCC-EL-IGC-0143 | IGC | 2021-09-04 | 1 | 1 | [43 empty] | 5
1418 | 61 | EPSE05EAAI6FN000 |  | GLAND | Cable Gland | Cable Glands, Made of Nickel Plated Brass, Industrial Type, IP65, ISO Threaded, C/W Sealing of Inner Sheath and Outer Sheath, Clamping of the Single Wire Armour, Sealing Washer and Lock Nut, Suitable for Cu/XLPE/Lsh/SWA/PVC Cable, with Earth Tag and Black Color PVC Shroud, According to the IEC 62444, IEC 60529. | 32mm | 1071-O2- EL-PO- 037-6005-A0-0-001 | OPEN PACKING LIST | Noor Mehvar Fars | 17 | PCS | 7 |  | ODCC-EL-ARP-0070 | Abad Rahan | 2021-11-29 | 10 | 10 | [49 empty] | 10
1419 | 61 | EPSE06EAAI6FN000 |  | GLAND | Cable Gland | Cable Glands, Made of Nickel Plated Brass, Industrial Type, IP65, ISO Threaded, C/W Sealing of Inner Sheath and Outer Sheath, Clamping of the Single Wire Armour, Sealing Washer and Lock Nut, Suitable for Cu/XLPE/Lsh/SWA/PVC Cable, with Earth Tag and Black Color PVC Shroud, According to the IEC 62444, IEC 60529. | 40mm | 1071-O2- EL-PO- 037-6005-A0-0-001 | OPEN PACKING LIST | Noor Mehvar Fars | 19 | PCS | 13 |  | ODCC-EL-ARP-0070 | Abad Rahan | 2021-11-29 | 6 | 6 | [49 empty] | 6
1420 | 61 | EPSE07EAAI6FN000 |  | GLAND | Cable Gland | Cable Glands, Made of Nickel Plated Brass, Industrial Type, IP65, ISO Threaded, C/W Sealing of Inner Sheath and Outer Sheath, Clamping of the Single Wire Armour, Sealing Washer and Lock Nut, Suitable for Cu/XLPE/Lsh/SWA/PVC Cable, with Earth Tag and Black Color PVC Shroud, According to the IEC 62444, IEC 60529. | 50mm | 1071-O2- EL-PO- 037-6005-A0-0-001 | OPEN PACKING LIST | Noor Mehvar Fars | 1 | PCS | 1 | [55 empty] | 0
1421 | 61 | EPSE08EAAI6FN000 |  | GLAND | Cable Gland | Cable Glands, Made of Nickel Plated Brass, Industrial Type, IP65, ISO Threaded, C/W Sealing of Inner Sheath and Outer Sheath, Clamping of the Single Wire Armour, Sealing Washer and Lock Nut, Suitable for Cu/XLPE/Lsh/SWA/PVC Cable, with Earth Tag and Black Color PVC Shroud, According to the IEC 62444, IEC 60529. | 63mm | 1071-O2- EL-PO- 037-6005-A0-0-001 | OPEN PACKING LIST | Noor Mehvar Fars | 14 | PCS | 8 |  | ODCC-EL-ARP-0070 | Abad Rahan | 2021-11-29 | 6 | 6 | [49 empty] | 6
1422 | 61 | EPSE11EAAI6FN000 |  | GLAND | Cable Gland | Cable Glands, Made of Nickel Plated Brass, Industrial Type, IP65, ISO Threaded, C/W Sealing of Inner Sheath and Outer Sheath, Clamping of the Single Wire Armour, Sealing Washer and Lock Nut, Suitable for Cu/XLPE/Lsh/SWA/PVC Cable, with Earth Tag and Black Color PVC Shroud, According to the IEC 62444, IEC 60529. | 75mm | 1071-O2- EL-PO- 037-6005-A0-0-001 | OPEN PACKING LIST | Noor Mehvar Fars | 7 | PCS | 4 |  | ODCC-EL-ARP-0070 | Abad Rahan | 2021-11-29 | 3 | 3 | [49 empty] | 3
1423 | 61 | EPSE12EAAI6FN000 |  | GLAND | Cable Gland | Cable Glands, Made of Nickel Plated Brass, Industrial Type, IP65, ISO Threaded, C/W Sealing of Inner Sheath and Outer Sheath, Clamping of the Single Wire Armour, Sealing Washer and Lock Nut, Suitable for Cu/XLPE/Lsh/SWA/PVC Cable, with Earth Tag and Black Color PVC Shroud, According to the IEC 62444, IEC 60529. | 90mm | 1071-O2- EL-PO- 037-6005-A0-0-001 | OPEN PACKING LIST | Noor Mehvar Fars | 7 | PCS | 1 | MRV | ODCC-EL-ARP-0070 | Abad Rahan | 2021-11-29 | 3 | 3 |  | ODCC-EL-IGC-0196 | IGC | 2021-12-15 | 4 | 4 | P-5101A/B | [36 empty] | ODCC-EL-ARP-0009 | Abad Rahan | 2021-12-15 | 1 | 1 |  | 6
1424 | 61 | EPSE05FAAI6FN000 |  | GLAND | Cable Gland | Cable Glands, Made of Nickel Plated Brass, Industrial Type, IP65, ISO Threaded, C/W Sealing of Inner Sheath and Outer Sheath, Clamping of the Single Wire Armour, Sealing Washer and Lock Nut, Suitable for Cu/PVC/Lsh/SWA/PVC Cable, with Earth Tag and Black Color PVC Shroud, According to the IEC 62444, IEC 60529. | 32mm | 1071-O2- EL-PO- 037-6005-A0-0-001 | OPEN PACKING LIST | Noor Mehvar Fars | 7 | PCS | 7 | [55 empty] | 0
1425 | 75 | EPSE05EAAA6FN2T3 |  | GLAND | Cable Gland | Cable Glands, Made of Nickel Plated Brass, Exd IIB, IP65, ISO threaded, C/W Sealing of inner sheath and Outer sheath, Clamping of the single wire armour, Sealing Washer and Lock Nut, suitable for CU/XLPE/LSH/SWA/PVC cable, with Earth Tag and black color PVC shroud, According to the IEC 62444, IEC 60529. | 32mm | 1071-O2- EL-PO- 037-6005-A0-0-001 | OPEN PACKING LIST | Noor Mehvar Fars | 22 | PCS | 0 |  | ODCC-EL-IGC-0164 | IGC | 2021-10-26 | 7 | 7 |  | ODCC-EL-IGC-0161 | IGC | 2021-10-12 | 4 | 4 |  | ODCC-EL-IGC-0219 | IGC | 2022-01-18 | 11 | 11 | [37 empty] | 22
1426 | 75 | EPSE06EAAA6FN2T3 |  | GLAND | Cable Gland | Cable Glands, Made of Nickel Plated Brass, Exd IIB, IP65, ISO threaded, C/W Sealing of inner sheath and Outer sheath, Clamping of the single wire armour, Sealing Washer and Lock Nut, suitable for CU/XLPE/LSH/SWA/PVC cable, with Earth Tag and black color PVC shroud, According to the IEC 62444, IEC 60529. | 40mm | 1071-O2- EL-PO- 037-6005-A0-0-001 | OPEN PACKING LIST | Noor Mehvar Fars | 13 | PCS | 9 |  | ODCC-EL-IGC-0164 | IGC | 2021-10-26 | 4 | 4 | [49 empty] | 4
1427 | 75 | EPSE07EAAA6FN2T3 |  | GLAND | Cable Gland | Cable Glands, Made of Nickel Plated Brass, Exd IIB, IP65, ISO threaded, C/W Sealing of inner sheath and Outer sheath, Clamping of the single wire armour, Sealing Washer and Lock Nut, suitable for CU/XLPE/LSH/SWA/PVC cable, with Earth Tag and black color PVC shroud, According to the IEC 62444, IEC 60529. | 50mm | 1071-O2- EL-PO- 037-6005-A0-0-001 | OPEN PACKING LIST | Noor Mehvar Fars | 5 | PCS | 0 |  | ODCC-EL-IGC-0164 | IGC | 2021-10-26 | 5 | 5 | [49 empty] | 5
1428 | 75 | EPSE08EAAA6FN2T3 |  | GLAND | Cable Gland | Cable Glands, Made of Nickel Plated Brass, Exd IIB, IP65, ISO threaded, C/W Sealing of inner sheath and Outer sheath, Clamping of the single wire armour, Sealing Washer and Lock Nut, suitable for CU/XLPE/LSH/SWA/PVC cable, with Earth Tag and black color PVC shroud, According to the IEC 62444, IEC 60529. | 63mm | 1071-O2- EL-PO- 037-6005-A0-0-001 | OPEN PACKING LIST | Noor Mehvar Fars | 9 | PCS | 0 |  | ODCC-EL-IGC-0164 | IGC | 2021-10-26 | 9 | 9 | [49 empty] | 9
1429 | 75 | EPSE11EAAA6FN2T3 |  | GLAND | Cable Gland | Cable Glands, Made of Nickel Plated Brass, Exd IIB, IP65, ISO threaded, C/W Sealing of inner sheath and Outer sheath, Clamping of the single wire armour, Sealing Washer and Lock Nut, suitable for CU/XLPE/LSH/SWA/PVC cable, with Earth Tag and black color PVC shroud, According to the IEC 62444, IEC 60529. | 75mm | 1071-O2- EL-PO- 037-6005-A0-0-001 | OPEN PACKING LIST | Noor Mehvar Fars | 4 | PCS | 2 |  | ODCC-EL-IGC-0164 | IGC | 2021-10-26 | 2 | 2 | [49 empty] | 2
1430 | 75 | EPSE05EAAI6FN000 |  | GLAND | Cable Gland | Cable Glands, Made of Nickel Plated Brass, Industrial Type, IP65, ISO threaded, C/W Sealing of inner sheath and Outer sheath, Clamping of the single wire armour, Sealing Washer and Lock Nut, suitable for CU/XLPE/LSH/SWA/PVC cable, with Earth Tag and black color PVC shroud, According to the IEC 62444, IEC 60529. | 32mm | 1071-O2- EL-PO- 037-6005-A0-0-001 | OPEN PACKING LIST | Noor Mehvar Fars | 22 | PCS | 0 |  | ODCC-EL-IGC-0131 | IGC | 2021-08-04 | 9 | 9 |  | ODCC-EL-IGC-0143 | IGC | 2021-09-04 | 6 | 6 |  | ODCC-EL-IGC-0219 | IGC | 2022-01-18 | 7 | 7 | [37 empty] | 22
1431 | 75 | EPSE06EAAI6FN000 |  | GLAND | Cable Gland | Cable Glands, Made of Nickel Plated Brass, Industrial Type, IP65, ISO threaded, C/W Sealing of inner sheath and Outer sheath, Clamping of the single wire armour, Sealing Washer and Lock Nut, suitable for CU/XLPE/LSH/SWA/PVC cable, with Earth Tag and black color PVC shroud, According to the IEC 62444, IEC 60529. | 40mm | 1071-O2- EL-PO- 037-6005-A0-0-001 | OPEN PACKING LIST | Noor Mehvar Fars | 7 | PCS | 3 |  | ODCC-EL-IGC-0131 | IGC | 2021-08-04 | 3 | 3 |  | ODCC-EL-IGC-0143 | IGC | 2021-09-04 | 1 | 1 | [43 empty] | 4
1432 | 75 | EPSE07EAAI6FN000 |  | GLAND | Cable Gland | Cable Glands, Made of Nickel Plated Brass, Industrial Type, IP65, ISO threaded, C/W Sealing of inner sheath and Outer sheath, Clamping of the single wire armour, Sealing Washer and Lock Nut, suitable for CU/XLPE/LSH/SWA/PVC cable, with Earth Tag and black color PVC shroud, According to the IEC 62444, IEC 60529. | 50mm | 1071-O2- EL-PO- 037-6005-A0-0-001 | OPEN PACKING LIST | Noor Mehvar Fars | 5 | PCS | 0 |  | ODCC-EL-IGC-0131 | IGC | 2021-08-04 | 3 | 3 |  | ODCC-EL-IGC-0143 | IGC | 2021-09-04 | 2 | 2 | [43 empty] | 5
1433 | 75 | EPSE08EAAI6FN000 |  | GLAND | Cable Gland | Cable Glands, Made of Nickel Plated Brass, Industrial Type, IP65, ISO threaded, C/W Sealing of inner sheath and Outer sheath, Clamping of the single wire armour, Sealing Washer and Lock Nut, suitable for CU/XLPE/LSH/SWA/PVC cable, with Earth Tag and black color PVC shroud, According to the IEC 62444, IEC 60529. | 63mm | 1071-O2- EL-PO- 037-6005-A0-0-001 | OPEN PACKING LIST | Noor Mehvar Fars | 9 | PCS | 0 |  | ODCC-EL-IGC-0131 | IGC | 2021-08-04 | 6 | 6 |  | ODCC-EL-IGC-0143 | IGC | 2021-09-04 | 3 | 3 | [43 empty] | 9
1434 | 75 | EPSE11EAAI6FN000 |  | GLAND | Cable Gland | Cable Glands, Made of Nickel Plated Brass, Industrial Type, IP65, ISO threaded, C/W Sealing of inner sheath and Outer sheath, Clamping of the single wire armour, Sealing Washer and Lock Nut, suitable for CU/XLPE/LSH/SWA/PVC cable, with Earth Tag and black color PVC shroud, According to the IEC 62444, IEC 60529. | 75mm | 1071-O2- EL-PO- 037-6005-A0-0-001 | OPEN PACKING LIST | Noor Mehvar Fars | 4 | PCS | 3 |  | ODCC-EL-IGC-0131 | IGC | 2021-08-04 | 1 | 1 | [49 empty] | 1
1435 | SS-40-03 | EPSE05EAAI6FN000 |  | GLAND | Cable Gland | Cable Glands, Made of Nickel Plated Brass, Industrial Type, IP65, ISO threaded, C/W Sealing of inner sheath and Outer sheath, Clamping of the single wire armour, Sealing Washer and Lock Nut, suitable for CU/XLPE/LSH/SWA/PVC cable, with Earth Tag and black color PVC shroud, According to the IEC 62444, IEC 60529. | 32mm | 1071-O2- EL-PO- 037-6005-A0-0-001 | OPEN PACKING LIST | Noor Mehvar Fars | 9 | PCS | 9 | [55 empty] | 0
1436 | SS-40-03 | EPSE06EAAI6FN000 |  | GLAND | Cable Gland | Cable Glands, Made of Nickel Plated Brass, Industrial Type, IP65, ISO threaded, C/W Sealing of inner sheath and Outer sheath, Clamping of the single wire armour, Sealing Washer and Lock Nut, suitable for CU/XLPE/LSH/SWA/PVC cable, with Earth Tag and black color PVC shroud, According to the IEC 62444, IEC 60529. | 40mm | 1071-O2- EL-PO- 037-6005-A0-0-001 | OPEN PACKING LIST | Noor Mehvar Fars | 23 | PCS | 23 | [55 empty] | 0
1437 | SS-40-03 | EPSE07EAAI6FN000 |  | GLAND | Cable Gland | Cable Glands, Made of Nickel Plated Brass, Industrial Type, IP65, ISO threaded, C/W Sealing of inner sheath and Outer sheath, Clamping of the single wire armour, Sealing Washer and Lock Nut, suitable for CU/XLPE/LSH/SWA/PVC cable, with Earth Tag and black color PVC shroud, According to the IEC 62444, IEC 60529. | 50mm | 1071-O2- EL-PO- 037-6005-A0-0-001 | OPEN PACKING LIST | Noor Mehvar Fars | 75 | PCS | 75 | [55 empty] | 0
1438 | SS-40-03 | EPSE08EAAI6FN000 |  | GLAND | Cable Gland | Cable Glands, Made of Nickel Plated Brass, Industrial Type, IP65, ISO threaded, C/W Sealing of inner sheath and Outer sheath, Clamping of the single wire armour, Sealing Washer and Lock Nut, suitable for CU/XLPE/LSH/SWA/PVC cable, with Earth Tag and black color PVC shroud, According to the IEC 62444, IEC 60529. | 63mm | 1071-O2- EL-PO- 037-6005-A0-0-001 | OPEN PACKING LIST | Noor Mehvar Fars | 78 | PCS | 78 | [55 empty] | 0
1439 | SS-40-03 | EPSE03LAAI6FN000 |  | GLAND | Cable Gland | Cable Glands, Made of Nickel Plated Brass, Industrial Type, IP65, ISO threaded, C/W Sealing of inner sheath and Outer sheath, Clamping of the Single wire armour, Sealing Washer and Lock Nut, suitable for CU/XLPE/SWA/PVC cable, with Earth Tag and black color PVC shroud, According to the IEC 62444, IEC 60529. | 20mm | 1071-O2- EL-PO- 037-6005-A0-0-001 | OPEN PACKING LIST | Noor Mehvar Fars | 492 | PCS | 492 |  | ODCC-EL-IGC-0091 | IGC | 2021-05-02 | 1 | 1 | [43 empty] | ODCC-EL-IGC-002 | IGC | 2021-05-03 | 1 | 1 |  | 0
1440 | SS-40-03 | EPSE04LAAI6FN000 |  | GLAND | Cable Gland | Cable Glands, Made of Nickel Plated Brass, Industrial Type, IP65, ISO threaded, C/W Sealing of inner sheath and Outer sheath, Clamping of the Single wire armour, Sealing Washer and Lock Nut, suitable for CU/XLPE/SWA/PVC cable, with Earth Tag and black color PVC shroud, According to the IEC 62444, IEC 60529. | 25mm | 1071-O2- EL-PO- 037-6005-A0-0-001 | OPEN PACKING LIST | Noor Mehvar Fars | 132 | PCS | 132 | MRV | ODCC-EL-IGC-0091 | IGC | 2021-05-02 | 1 | 1 | [43 empty] | ODCC-EL-IGC-002 | IGC | 2021-05-03 | 1 | 1 |  | 0
1441 | SS-40-03 | EPSE05LAAI6FN000 |  | GLAND | Cable Gland | Cable Glands, Made of Nickel Plated Brass, Industrial Type, IP65, ISO threaded, C/W Sealing of inner sheath and Outer sheath, Clamping of the Single wire armour, Sealing Washer and Lock Nut, suitable for CU/XLPE/SWA/PVC cable, with Earth Tag and black color PVC shroud, According to the IEC 62444, IEC 60529. | 32mm | 1071-O2- EL-PO- 037-6005-A0-0-001 | OPEN PACKING LIST | Noor Mehvar Fars | 150 | PCS | 150 | [55 empty] | 0
1442 | SS-40-03 | EPSE06LAAI6FN000 |  | GLAND | Cable Gland | Cable Glands, Made of Nickel Plated Brass, Industrial Type, IP65, ISO threaded, C/W Sealing of inner sheath and Outer sheath, Clamping of the Single wire armour, Sealing Washer and Lock Nut, suitable for CU/XLPE/SWA/PVC cable, with Earth Tag and black color PVC shroud, According to the IEC 62444, IEC 60529. | 40mm | 1071-O2- EL-PO- 037-6005-A0-0-001 | OPEN PACKING LIST | Noor Mehvar Fars | 190 | PCS | 190 | [55 empty] | 0
1443 | SS-40-03 | EPSE07LAAI6FN000 |  | GLAND | Cable Gland | Cable Glands, Made of Nickel Plated Brass, Industrial Type, IP65, ISO threaded, C/W Sealing of inner sheath and Outer sheath, Clamping of the Single wire armour, Sealing Washer and Lock Nut, suitable for CU/XLPE/SWA/PVC cable, with Earth Tag and black color PVC shroud, According to the IEC 62444, IEC 60529. | 50mm | 1071-O2- EL-PO- 037-6005-A0-0-001 | OPEN PACKING LIST | Noor Mehvar Fars | 36 | PCS | 36 | [55 empty] | 0
1444 | SS-40-03 | EPSE08LAAI6FN000 |  | GLAND | Cable Gland | Cable Glands, Made of Nickel Plated Brass, Industrial Type, IP65, ISO threaded, C/W Sealing of inner sheath and Outer sheath, Clamping of the Single wire armour, Sealing Washer and Lock Nut, suitable for CU/XLPE/SWA/PVC cable, with Earth Tag and black color PVC shroud, According to the IEC 62444, IEC 60529. | 63mm | 1071-O2- EL-PO- 037-6005-A0-0-001 | OPEN PACKING LIST | Noor Mehvar Fars | 35 | PCS | 35 | [55 empty] | 0
1445 | SS-40-03 | EPSE11LAAI6FN000 |  | GLAND | Cable Gland | Cable Glands, Made of Nickel Plated Brass, Industrial Type, IP65, ISO threaded, C/W Sealing of inner sheath and Outer sheath, Clamping of the Single wire armour, Sealing Washer and Lock Nut, suitable for CU/XLPE/SWA/PVC cable, with Earth Tag and black color PVC shroud, According to the IEC 62444, IEC 60529. | 75mm | 1071-O2- EL-PO- 037-6005-A0-0-001 | OPEN PACKING LIST | Noor Mehvar Fars | 11 | PCS | 11 | [55 empty] | 0
1446 | SS-40-04 | EPSE05EAAI6FN000 |  | GLAND | Cable Gland | Cable Glands, Made of Nickel Plated Brass, Industrial Type, IP65, ISO Threaded, C/W Sealing of Inner Sheath and Outer Sheath, Clamping of the Single Wire Armour, Sealing Washer and Lock Nut, Suitable for CU/XLPE/LSH/SWA/PVC Cable, with Earth Tag and Black Color PVC Shroud, According to the IEC 62444, IEC 60529. | 32mm | 1071-O2- EL-PO- 037-6005-A0-0-001 | OPEN PACKING LIST | Noor Mehvar Fars | 7 | PCS | 7 | [55 empty] | 0
1447 | SS-40-04 | EPSE07EAAI6FN000 |  | GLAND | Cable Gland | Cable Glands, Made of Nickel Plated Brass, Industrial Type, IP65, ISO Threaded, C/W Sealing of Inner Sheath and Outer Sheath, Clamping of the Single Wire Armour, Sealing Washer and Lock Nut, Suitable for CU/XLPE/LSH/SWA/PVC Cable, with Earth Tag and Black Color PVC Shroud, According to the IEC 62444, IEC 60529. | 50mm | 1071-O2- EL-PO- 037-6005-A0-0-001 | OPEN PACKING LIST | Noor Mehvar Fars | 60 | PCS | 60 | [55 empty] | 0
1448 | SS-40-04 | EPSE08EAAI6FN000 |  | GLAND | Cable Gland | Cable Glands, Made of Nickel Plated Brass, Industrial Type, IP65, ISO Threaded, C/W Sealing of Inner Sheath and Outer Sheath, Clamping of the Single Wire Armour, Sealing Washer and Lock Nut, Suitable for CU/XLPE/LSH/SWA/PVC Cable, with Earth Tag and Black Color PVC Shroud, According to the IEC 62444, IEC 60529. | 63mm | 1071-O2- EL-PO- 037-6005-A0-0-001 | OPEN PACKING LIST | Noor Mehvar Fars | 10 | PCS | 10 | [55 empty] | 0
1449 | SS-40-04 | EPSE03LAAI6FN000 |  | GLAND | Cable Gland | Cable Glands, Made of Nickel Plated Brass, Industrial Type, IP65, ISO Threaded, C/W Sealing of Inner Sheath and Outer Sheath, Clamping of the Single Wire Armour, Sealing Washer and Lock Nut, Suitable for CU/XLPE/LSH/SWA/PVC Cable, with Earth Tag and Black Color PVC Shroud, According to the IEC 62444, IEC 60529. | 20mm | 1071-O2- EL-PO- 037-6005-A0-0-001 | OPEN PACKING LIST | Noor Mehvar Fars | 410 | PCS | 410 | [55 empty] | 0
1450 | SS-40-04 | EPSE04LAAI6FN000 |  | GLAND | Cable Gland | Cable Glands, Made of Nickel Plated Brass, Industrial Type, IP65, ISO Threaded, C/W Sealing of Inner Sheath and Outer Sheath, Clamping of the Single Wire Armour, Sealing Washer and Lock Nut, Suitable for CU/XLPE/LSH/SWA/PVC Cable, with Earth Tag and Black Color PVC Shroud, According to the IEC 62444, IEC 60529. | 25mm | 1071-O2- EL-PO- 037-6005-A0-0-001 | OPEN PACKING LIST | Noor Mehvar Fars | 66 | PCS | 66 | [55 empty] | 0
1451 | SS-40-04 | EPSE05LAAI6FN000 |  | GLAND | Cable Gland | Cable Glands, Made of Nickel Plated Brass, Industrial Type, IP65, ISO Threaded, C/W Sealing of Inner Sheath and Outer Sheath, Clamping of the Single Wire Armour, Sealing Washer and Lock Nut, Suitable for CU/XLPE/LSH/SWA/PVC Cable, with Earth Tag and Black Color PVC Shroud, According to the IEC 62444, IEC 60529. | 32mm | 1071-O2- EL-PO- 037-6005-A0-0-001 | OPEN PACKING LIST | Noor Mehvar Fars | 189 | PCS | 189 | [55 empty] | 0
1452 | SS-40-04 | EPSE06LAAI6FN000 |  | GLAND | Cable Gland | Cable Glands, Made of Nickel Plated Brass, Industrial Type, IP65, ISO Threaded, C/W Sealing of Inner Sheath and Outer Sheath, Clamping of the Single Wire Armour, Sealing Washer and Lock Nut, Suitable for CU/XLPE/LSH/SWA/PVC Cable, with Earth Tag and Black Color PVC Shroud, According to the IEC 62444, IEC 60529. | 40mm | 1071-O2- EL-PO- 037-6005-A0-0-001 | OPEN PACKING LIST | Noor Mehvar Fars | 93 | PCS | 93 | [55 empty] | 0
1453 | SS-40-04 | EPSE07LAAI6FN000 |  | GLAND | Cable Gland | Cable Glands, Made of Nickel Plated Brass, Industrial Type, IP65, ISO Threaded, C/W Sealing of Inner Sheath and Outer Sheath, Clamping of the Single Wire Armour, Sealing Washer and Lock Nut, Suitable for CU/XLPE/LSH/SWA/PVC Cable, with Earth Tag and Black Color PVC Shroud, According to the IEC 62444, IEC 60529. | 50mm | 1071-O2- EL-PO- 037-6005-A0-0-001 | OPEN PACKING LIST | Noor Mehvar Fars | 5 | PCS | 5 | [55 empty] | 0
1454 | SS-40-04 | EPSE08LAAI6FN000 |  | GLAND | Cable Gland | Cable Glands, Made of Nickel Plated Brass, Industrial Type, IP65, ISO Threaded, C/W Sealing of Inner Sheath and Outer Sheath, Clamping of the Single Wire Armour, Sealing Washer and Lock Nut, Suitable for CU/XLPE/LSH/SWA/PVC Cable, with Earth Tag and Black Color PVC Shroud, According to the IEC 62444, IEC 60529. | 63mm | 1071-O2- EL-PO- 037-6005-A0-0-001 | OPEN PACKING LIST | Noor Mehvar Fars | 30 | PCS | 30 | [55 empty] | 0
1455 | SS-40-05 | EPSE05EAAI6FN000 |  | GLAND | Cable Gland | Cable Glands, Made of Nickel Plated Brass, Industrial Type, IP65, ISO threaded, C/W Sealing of inner sheath and Outer sheath, Clamping of the single wire armour, Sealing Washer and Lock Nut, suitable for CU/XLPE/LSH/SWA/PVC cable, with Earth Tag and black color PVC shroud, According to the IEC 62444, IEC 60529. | 32mm | 1071-O2- EL-PO- 037-6005-A0-0-001 | OPEN PACKING LIST | Noor Mehvar Fars | 40 | PCS | 40 | [55 empty] | 0
1456 | SS-40-05 | EPSE06EAAI6FN000 |  | GLAND | Cable Gland | Cable Glands, Made of Nickel Plated Brass, Industrial Type, IP65, ISO threaded, C/W Sealing of inner sheath and Outer sheath, Clamping of the single wire armour, Sealing Washer and Lock Nut, suitable for CU/XLPE/LSH/SWA/PVC cable, with Earth Tag and black color PVC shroud, According to the IEC 62444, IEC 60529. | 40mm | 1071-O2- EL-PO- 037-6005-A0-0-001 | OPEN PACKING LIST | Noor Mehvar Fars | 27 | PCS | 27 | [55 empty] | 0
1457 | SS-40-05 | EPSE07EAAI6FN000 |  | GLAND | Cable Gland | Cable Glands, Made of Nickel Plated Brass, Industrial Type, IP65, ISO threaded, C/W Sealing of inner sheath and Outer sheath, Clamping of the single wire armour, Sealing Washer and Lock Nut, suitable for CU/XLPE/LSH/SWA/PVC cable, with Earth Tag and black color PVC shroud, According to the IEC 62444, IEC 60529. | 50mm | 1071-O2- EL-PO- 037-6005-A0-0-001 | OPEN PACKING LIST | Noor Mehvar Fars | 88 | PCS | 88 | [55 empty] | 0
1458 | SS-40-05 | EPSE08EAAI6FN000 |  | GLAND | Cable Gland | Cable Glands, Made of Nickel Plated Brass, Industrial Type, IP65, ISO threaded, C/W Sealing of inner sheath and Outer sheath, Clamping of the single wire armour, Sealing Washer and Lock Nut, suitable for CU/XLPE/LSH/SWA/PVC cable, with Earth Tag and black color PVC shroud, According to the IEC 62444, IEC 60529. | 63mm | 1071-O2- EL-PO- 037-6005-A0-0-001 | OPEN PACKING LIST | Noor Mehvar Fars | 14 | PCS | 14 | [55 empty] | 0
1459 | SS-40-05 | EPSE03LAAI6FN000 |  | GLAND | Cable Gland | Cable Glands, Made of Nickel Plated Brass, Industrial Type, IP65, ISO threaded, C/W Sealing of inner sheath and Outer sheath, Clamping of the Single wire armour, Sealing Washer and Lock Nut, suitable for CU/XLPE/SWA/PVC cable, with Earth Tag and black color PVC shroud, According to the IEC 62444, IEC 60529. | 20mm | 1071-O2- EL-PO- 037-6005-A0-0-001 | OPEN PACKING LIST | Noor Mehvar Fars | 371 | PCS | 371 | [55 empty] | 0
1460 | SS-40-05 | EPSE04LAAI6FN000 |  | GLAND | Cable Gland | Cable Glands, Made of Nickel Plated Brass, Industrial Type, IP65, ISO threaded, C/W Sealing of inner sheath and Outer sheath, Clamping of the Single wire armour, Sealing Washer and Lock Nut, suitable for CU/XLPE/SWA/PVC cable, with Earth Tag and black color PVC shroud, According to the IEC 62444, IEC 60529. | 25mm | 1071-O2- EL-PO- 037-6005-A0-0-001 | OPEN PACKING LIST | Noor Mehvar Fars | 230 | PCS | 230 | [55 empty] | 0
1461 | SS-40-05 | EPSE05LAAI6FN000 |  | GLAND | Cable Gland | Cable Glands, Made of Nickel Plated Brass, Industrial Type, IP65, ISO threaded, C/W Sealing of inner sheath and Outer sheath, Clamping of the Single wire armour, Sealing Washer and Lock Nut, suitable for CU/XLPE/SWA/PVC cable, with Earth Tag and black color PVC shroud, According to the IEC 62444, IEC 60529. | 32mm | 1071-O2- EL-PO- 037-6005-A0-0-001 | OPEN PACKING LIST | Noor Mehvar Fars | 249 | PCS | 249 | [55 empty] | 0
1462 | SS-40-05 | EPSE06LAAI6FN000 |  | GLAND | Cable Gland | Cable Glands, Made of Nickel Plated Brass, Industrial Type, IP65, ISO threaded, C/W Sealing of inner sheath and Outer sheath, Clamping of the Single wire armour, Sealing Washer and Lock Nut, suitable for CU/XLPE/SWA/PVC cable, with Earth Tag and black color PVC shroud, According to the IEC 62444, IEC 60529. | 40mm | 1071-O2- EL-PO- 037-6005-A0-0-001 | OPEN PACKING LIST | Noor Mehvar Fars | 40 | PCS | 40 | [55 empty] | 0
1463 | SS-40-05 | EPSE07LAAI6FN000 |  | GLAND | Cable Gland | Cable Glands, Made of Nickel Plated Brass, Industrial Type, IP65, ISO threaded, C/W Sealing of inner sheath and Outer sheath, Clamping of the Single wire armour, Sealing Washer and Lock Nut, suitable for CU/XLPE/SWA/PVC cable, with Earth Tag and black color PVC shroud, According to the IEC 62444, IEC 60529. | 50mm | 1071-O2- EL-PO- 037-6005-A0-0-001 | OPEN PACKING LIST | Noor Mehvar Fars | 77 | PCS | 77 | [55 empty] | 0
1464 | SS-40-05 | EPSE08LAAI6FN000 |  | GLAND | Cable Gland | Cable Glands, Made of Nickel Plated Brass, Industrial Type, IP65, ISO threaded, C/W Sealing of inner sheath and Outer sheath, Clamping of the Single wire armour, Sealing Washer and Lock Nut, suitable for CU/XLPE/SWA/PVC cable, with Earth Tag and black color PVC shroud, According to the IEC 62444, IEC 60529. | 63mm | 1071-O2- EL-PO- 037-6005-A0-0-001 | OPEN PACKING LIST | Noor Mehvar Fars | 33 | PCS | 33 | [55 empty] | 0
1465 | SS-40-09 | EPSE05EAAI6FN000 |  | GLAND | Cable Gland | Cable Glands, Made of Nickel Plated Brass, Industrial Type, IP65, ISO threaded, C/W Sealing of inner sheath and Outer sheath, Clamping of the single wire armour, Sealing Washer and Lock Nut, suitable for CU/XLPE/LSH/SWA/PVC cable, with Earth Tag and black color PVC shroud, According to the IEC 62444, IEC 60529. | 32mm | 1071-O2- EL-PO- 037-6005-A0-0-001 | OPEN PACKING LIST | Noor Mehvar Fars | 25 | PCS | 17 |  | ODCC-EL-IGC-0215 | IGC | 2022-01-12 | 8 | 8 | [49 empty] | 8
1466 | SS-40-09 | EPSE07EAAI6FN000 |  | GLAND | Cable Gland | Cable Glands, Made of Nickel Plated Brass, Industrial Type, IP65, ISO threaded, C/W Sealing of inner sheath and Outer sheath, Clamping of the single wire armour, Sealing Washer and Lock Nut, suitable for CU/XLPE/LSH/SWA/PVC cable, with Earth Tag and black color PVC shroud, According to the IEC 62444, IEC 60529. | 50mm | 1071-O2- EL-PO- 037-6005-A0-0-001 | OPEN PACKING LIST | Noor Mehvar Fars | 75 | PCS | 7 |  | ODCC-EL-IGC-0215 | IGC | 2022-01-12 | 68 | 68 | [49 empty] | 68
1467 | SS-40-09 | EPSE08EAAI6FN000 |  | GLAND | Cable Gland | Cable Glands, Made of Nickel Plated Brass, Industrial Type, IP65, ISO threaded, C/W Sealing of inner sheath and Outer sheath, Clamping of the single wire armour, Sealing Washer and Lock Nut, suitable for CU/XLPE/LSH/SWA/PVC cable, with Earth Tag and black color PVC shroud, According to the IEC 62444, IEC 60529. | 63mm | 1071-O2- EL-PO- 037-6005-A0-0-001 | OPEN PACKING LIST | Noor Mehvar Fars | 8 | PCS | 8 | [55 empty] | 0
1468 | SS-40-09 | EPSE03LAAI6FN000 |  | GLAND | Cable Gland | Cable Glands, Made of Nickel Plated Brass, Industrial Type, IP65, ISO threaded, C/W Sealing of inner sheath and Outer sheath, Clamping of the Single wire armour, Sealing Washer and Lock Nut, suitable for CU/XLPE/SWA/PVC cable, with Earth Tag and black color PVC shroud, According to the IEC 62444, IEC 60529. | 20mm | 1071-O2- EL-PO- 037-6005-A0-0-001 | OPEN PACKING LIST | Noor Mehvar Fars | 477 | PCS | 412 |  | ODCC-EL-IGC-0124 | IGC | 2021-06-24 | 31 | 31 |  | ODCC-EL-IGC-0215 | IGC | 2022-01-12 | 34 | 34 | [43 empty] | 65
1469 | SS-40-09 | EPSE04LAAI6FN000 |  | GLAND | Cable Gland | Cable Glands, Made of Nickel Plated Brass, Industrial Type, IP65, ISO threaded, C/W Sealing of inner sheath and Outer sheath, Clamping of the Single wire armour, Sealing Washer and Lock Nut, suitable for CU/XLPE/SWA/PVC cable, with Earth Tag and black color PVC shroud, According to the IEC 62444, IEC 60529. | 25mm | 1071-O2- EL-PO- 037-6005-A0-0-001 | OPEN PACKING LIST | Noor Mehvar Fars | 140 | PCS | 138 | MRV | ODCC-EL-IGC-0124 | IGC | 2021-06-24 | 31 | 31 |  | ODCC-EL-IGC-0225 | IGC | 2022-01-22 | 2 | 2 | [37 empty] | ODCC-EL-IGC-0018 | IGC | 2022-01-16 | 31 |  |  | 2
1470 | SS-40-09 | EPSE05LAAI6FN000 |  | GLAND | Cable Gland | Cable Glands, Made of Nickel Plated Brass, Industrial Type, IP65, ISO threaded, C/W Sealing of inner sheath and Outer sheath, Clamping of the Single wire armour, Sealing Washer and Lock Nut, suitable for CU/XLPE/SWA/PVC cable, with Earth Tag and black color PVC shroud, According to the IEC 62444, IEC 60529. | 32mm | 1071-O2- EL-PO- 037-6005-A0-0-001 | OPEN PACKING LIST | Noor Mehvar Fars | 285 | PCS | 19 |  | ODCC-EL-IGC-0124 | IGC | 2021-06-24 | 11 | 11 |  | ODCC-EL-IGC-0215 | IGC | 2022-01-12 | 198 | 198 |  | ODCC-EL-IGC-0225 | IGC | 2022-01-22 | 57 | 57 | [37 empty] | 266
1471 | SS-40-09 | EPSE06LAAI6FN000 |  | GLAND | Cable Gland | Cable Glands, Made of Nickel Plated Brass, Industrial Type, IP65, ISO threaded, C/W Sealing of inner sheath and Outer sheath, Clamping of the Single wire armour, Sealing Washer and Lock Nut, suitable for CU/XLPE/SWA/PVC cable, with Earth Tag and black color PVC shroud, According to the IEC 62444, IEC 60529. | 40mm | 1071-O2- EL-PO- 037-6005-A0-0-001 | OPEN PACKING LIST | Noor Mehvar Fars | 124 | PCS | 12 |  | ODCC-EL-IGC-0124 | IGC | 2021-06-24 | 3 | 3 |  | ODCC-EL-IGC-0183 | IGC | 2021-12-05 | 109 | 109 | [43 empty] | 112
1472 | SS-40-09 | EPSE07LAAI6FN000 |  | GLAND | Cable Gland | Cable Glands, Made of Nickel Plated Brass, Industrial Type, IP65, ISO threaded, C/W Sealing of inner sheath and Outer sheath, Clamping of the Single wire armour, Sealing Washer and Lock Nut, suitable for CU/XLPE/SWA/PVC cable, with Earth Tag and black color PVC shroud, According to the IEC 62444, IEC 60529. | 50mm | 1071-O2- EL-PO- 037-6005-A0-0-001 | OPEN PACKING LIST | Noor Mehvar Fars | 77 | PCS | 9 |  | ODCC-EL-IGC-0124 | IGC | 2021-06-24 | 7 | 7 |  | ODCC-EL-IGC-0183 | IGC | 2021-12-05 | 57 | 57 | FOR UNIT SS-40-09 | ODCC-EL-IGC-0225 | IGC | 2022-01-22 | 4 | 4 | [37 empty] | 68
1473 | SS-40-09 | EPSE08LAAI6FN000 |  | GLAND | Cable Gland | Cable Glands, Made of Nickel Plated Brass, Industrial Type, IP65, ISO threaded, C/W Sealing of inner sheath and Outer sheath, Clamping of the Single wire armour, Sealing Washer and Lock Nut, suitable for CU/XLPE/SWA/PVC cable, with Earth Tag and black color PVC shroud, According to the IEC 62444, IEC 60529. | 63mm | 1071-O2- EL-PO- 037-6005-A0-0-001 | OPEN PACKING LIST | Noor Mehvar Fars | 40 | PCS | 0 |  | ODCC-EL-IGC-0124 | IGC | 2021-06-24 | 18 | 18 |  | ODCC-EL-IGC-0183 | IGC | 2021-12-05 | 18 | 18 |  | ODCC-EL-IGC-0225 | IGC | 2022-01-22 | 4 | 4 | [37 empty] | 40
1474 | 35 | ETTL1CA1W213 |  | TRAY/LADDER | Ladder | Cable Ladder, Straight Form, Hot Dip Galvanized (Galvanized After Punching & Bending, With Average Thickness 75 Micron as per ASTM A123 or ISO 1461), Minimum Thickness 2 mm, Average Value of Load Calculation as manufacture's standard, Length 3 m, Width 700 mm, 100 mm Height, 200 mm Rung Spacing, Metal Sheet Thickness of Rung 2 mm (C-Profile), with 2 Inside Return Bends at the Edge of Cable Ladder Complete with Cover Plate made from the same material of ladder with minimum thickness 1.5 mm & Fixings Clip. | 700*100 | 1071-O2- EL-PO- 003-6008-A0-1-003 | OPEN PACKING LIST | Toseye Sanayeh Petro Foolad Gharb | 307 | PCS | 0 |  | ODCC-EL-ARP-0066 | Abad Rahan | 2021-11-25 | 307 | 307 | [49 empty] | 307
1475 | BD-40-10 | ETTL1CA1X213 |  | TRAY/LADDER | Ladder | Cable Ladder, Straight Form, Hot Dip Galvanized (Galvanized After Punching & Bending , With Average Thickness 75 Micron as per ASTM A123 or ISO 1461), Minimum Thickness 2 mm, Average Value of Load Calculation as manufacture's standard, Length 3 m, Width 750 mm, 100 mm Height, 200 mm Rung Spacing, Metal Sheet Thickness of Rung 2 mm (C-Profile), with 2 Inside Return Bends at the Edge of Cable Ladder Complete with Cover Plate made from the same material of ladder with minimum thickness 1.5 mm & Fixings Clip. | 750*100 | 1071-O2- EL-PO- 003-6008-A0-1-003 | OPEN PACKING LIST | Toseye Sanayeh Petro Foolad Gharb | 10 | PCS | 0 |  | ODCC-EL-ARP-0082 | Abad Rahan | 2022-01-22 | 10 | 10 | [49 empty] | 10
1476 | BD-40-10 | ETTL1CA1X203 |  | TRAY/LADDER | Ladder | Cable Ladder, Straight Form, Hot Dip Galvanized (Galvanized After Punching & Bending , With Average Thickness 75 Micron as per ASTM A123 or ISO 1461), Minimum Thickness 2 mm, Average Value of Load Calculation as manufacture's standard, Length 3 m, Width 750 mm, 100 mm Height, 200 mm Rung Spacing, Metal Sheet Thickness of Rung 2 mm (C-Profile), with 2 Inside Return Bends at the Edge of Cable Ladder. | 750*100 | 1071-O2- EL-PO- 003-6008-A0-1-003 | OPEN PACKING LIST | Toseye Sanayeh Petro Foolad Gharb | 45 | PCS | 0 |  | ODCC-EL-ARP-0082 | Abad Rahan | 2022-01-22 | 45 | 45 | [49 empty] | 45
1477 | 41 | ETTL1CA1B513 |  | TRAY/LADDER | Ladder | Cable Ladder, Straight Form, Hot Dip Galvanized (Galvanized After Punching & Bending , With Average Thickness 75 Micron as per ASTM A123 or ISO 1461), Minimum Thickness 2 mm, Average Value of Load Calculation as manufacture's standard, Length 3 m, Width 200 mm, 50 mm Height, 200 mm Rung Spacing, Metal Sheet Thickness of Rung 2 mm (C-Profile), with 2 Inside Return Bends at the Edge of Cable Ladder Complete with Cover Plate made from the same material of ladder with minimum thickness 1.5 mm & Fixings Clip. | 200*50 | 1071-O2- EL-PO- 003-6008-A0-1-003 | OPEN PACKING LIST | Toseye Sanayeh Petro Foolad Gharb | 28 | PCS | 28 | [55 empty] | 0
1478 | 41 | ETTL1CA1D513 |  | TRAY/LADDER | Ladder | Cable Ladder, Straight Form, Hot Dip Galvanized (Galvanized After Punching & Bending , With Average Thickness 75 Micron as per ASTM A123 or ISO 1461), Minimum Thickness 2 mm, Average Value of Load Calculation as manufacture's standard, Length 3 m, Width 400 mm, 50 mm Height, 200 mm Rung Spacing, Metal Sheet Thickness of Rung 2 mm (C-Profile), with 2 Inside Return Bends at the Edge of Cable Ladder Complete with Cover Plate made from the same material of ladder with minimum thickness 1.5 mm & Fixings Clip. | 400*50 | 1071-O2- EL-PO- 003-6008-A0-1-003 | OPEN PACKING LIST | Toseye Sanayeh Petro Foolad Gharb | 46 | PCS | 29 |  | ODCC-EL-ARP-0014 | Abad Rahan | 2021-03-09 | 17 | 17 | [49 empty] | 17
1479 | 43 | ETTL1CA1B513 |  | TRAY/LADDER | Ladder | Cable Ladder, Straight Form, Hot Dip Galvanized (Galvanized After Punching & Bending , With Average Thickness 75 Micron as per ASTM A123 or ISO 1461), Minimum Thickness 2 mm, Average Value of Load Calculation as manufacture's standard, Length 3 m, Width 200 mm, 50 mm Height, 200 mm Rung Spacing, Metal Sheet Thickness of Rung 2 mm (C-Profile), with 2 Inside Return Bends at the Edge of Cable Ladder Complete with Cover Plate made from the same material of ladder with minimum thickness 1.5 mm & Fixings Clip. | 200*50 | 1071-O2- EL-PO- 003-6008-A0-1-003 | OPEN PACKING LIST | Toseye Sanayeh Petro Foolad Gharb | 12 | PCS | 0 |  | ODCC-EL-ARP-0014 | Abad Rahan | 2021-03-09 | 10 | 10 |  | ODCC-EL-ARP-0042 | Abad Rahan | 2021-06-27 | 2 | 2 | [43 empty] | 12
1480 | 44 | ETTL1CA1B513 |  | TRAY/LADDER | Ladder | Cable Ladder, Straight Form, Hot Dip Galvanized (Galvanized After Punching & Bending , With Average Thickness 75 Micron as per ASTM A123 or ISO 1461), Minimum Thickness 2 mm, Average Value of Load Calculation as manufacture's standard, Length 3 m, Width 200 mm, 50 mm Height, 200 mm Rung Spacing, Metal Sheet Thickness of Rung 2 mm (C-Profile), with 2 Inside Return Bends at the Edge of Cable Ladder Complete with Cover Plate made from the same material of ladder with minimum thickness 1.5 mm & Fixings Clip. | 200*50 | 1071-O2- EL-PO- 003-6008-A0-1-003 | OPEN PACKING LIST | Toseye Sanayeh Petro Foolad Gharb | 20 | PCS | 0 |  | ODCC-EL-ARP-0017 | Abad Rahan | 2021-04-14 | 20 | 20 | [49 empty] | 20
1481 | 44 | ETTL1CA1D513 |  | TRAY/LADDER | Ladder | Cable Ladder, Straight Form, Hot Dip Galvanized (Galvanized After Punching & Bending , With Average Thickness 75 Micron as per ASTM A123 or ISO 1461), Minimum Thickness 2 mm, Average Value of Load Calculation as manufacture's standard, Length 3 m, Width 400 mm, 50 mm Height, 200 mm Rung Spacing, Metal Sheet Thickness of Rung 2 mm (C-Profile), with 2 Inside Return Bends at the Edge of Cable Ladder Complete with Cover Plate made from the same material of ladder with minimum thickness 1.5 mm & Fixings Clip. | 400*50 | 1071-O2- EL-PO- 003-6008-A0-1-003 | OPEN PACKING LIST | Toseye Sanayeh Petro Foolad Gharb | 23 | PCS | 4 |  | ODCC-EL-ARP-0019 | Abad Rahan | 2021-04-17 | 19 | 19 | [49 empty] | 19
1482 | SS-40-04 | ETTL1CA1F203 |  | TRAY/LADDER | Ladder | Cable Ladder Length 3 m, Width 600 mm, 100 mm Height, 200 mm Rung Spacing | 600*100 | 1071-O2- EL-PO- 003-6008-A0-1-003 | OPEN PACKING LIST | Toseye Sanayeh Petro Foolad Gharb | 246 | PCS | 0 |  | ODCC-EL-IGC-0185 | IGC | 2021-12-08 | 246 | 246 | [49 empty] | 246
1483 | SS-40-05 | ETTL1CV3F200 |  | TRAY/LADDER | Horizontal Elbow | Horizontal Elbow Ladder 90° Joint, Hot Dip Galvanized (Galvanized After Bending with Min. Average Thickness 65 Micron as per ASTM A123 or BS EN ISO 1461), Suitable Thickness as per Vendor Standard (Minimum 2 mm), Width 600 mm, 100 mm Height, Junctions radius 600 mm, with Fixings Clip, Suitable for Item No. 1. As per IEC 61537. | 600*100 | 1071-O2- EL-PO- 003-6008-A0-1-003 | OPEN PACKING LIST | Toseye Sanayeh Petro Foolad Gharb | 50 | PCS | 0 |  | ODCC-EL-IGC-0087 | IGC | 2021-04-20 | 50 | 50 | [49 empty] | 50
1484 | SS-40-05 | ETTL1CW5F200 |  | TRAY/LADDER | Tee Ladder | Tee Ladder, Hot Dip Galvanized (Galvanized After Bending with Min. Average Thickness 80 Micron as per ASTM A123 or BS EN ISO 1461), Suitable Thickness as per Vendor Standard (Minimum 2 mm), Width 600 mm, 100 mm Height, Junctions radius 600 mm, with Fixings Clip, Suitable for Item No. 1. As per IEC 61537. | 600*100 | 1071-O2- EL-PO- 003-6008-A0-1-003 | OPEN PACKING LIST | Toseye Sanayeh Petro Foolad Gharb | 87 | PCS | 53 |  | ODCC-EL-IGC-0087 | IGC | 2021-04-20 | 34 | 34 | [49 empty] | 34
1485 | SS-40 | SEMI-CONDUCTIVE-TOOLS |  | TERMINATION KIT | TERMINATION KIT | Semi Conductive Layers Strips (Special Tools) | - | 1071-O2-EL-PO-036-6007-A0-0-002 | OPEN PACKING LIST | Shahin Mafsal Co. | 1 | PCS | 1 | [55 empty] | 0
1486 | SS-40 | STRIPERS-TOOLS |  | TERMINATION KIT | TERMINATION KIT | XLPE Stripers (Special Tools) | - | 1071-O2-EL-PO-036-6007-A0-0-002 | OPEN PACKING LIST | Shahin Mafsal Co. | 1 | PCS | 1 | [55 empty] | 0
1487 | 41 | EJTIKB1003MTT |  | TERMINATION KIT | TERMINATION KIT | Termination Kit, Heat Shrinkable Type, 3.6/6(7.2) kV, Indoor Type, suitable for Cu/XLPE/Lsh/SWA/PVC Cable, Complete with Tinned Copper Compression Type, Heavy Duty Cable Lug, Earthing Connection Kit, Armour and Lead Sheath Connection Kit, Insulating Boot, Wire Shields, Shrouds, Related Springs & Washers, Bolts & Nuts and all necessary accessories in Accordance with IEC 60502-4 & IEC 61442. | 3*95 | 1071-O2-EL-PO-036-6007-A0-0-001 | OPEN PACKING LIST | Shahin Mafsal Co. | 3 | PCS | 3 | [55 empty] | 0
1488 | 42 | EJTIKB1003KTT |  | TERMINATION KIT | TERMINATION KIT | Termination Kit, Heat Shrinkable Type, 3.6/6(7.2) kV, Indoor Type, suitable for Cu/XLPE/Lsh/SWA/PVC Cable, Complete with Tinned Copper Compression Type, Heavy Duty Cable Lug, Earthing Connection Kit, Armour and Lead Sheath Connection Kit, Insulating Boot, Wire Shields, Shrouds, Related Springs & Washers, Bolts & Nuts and all necessary accessories in Accordance with IEC 60502-4 & IEC 61442. | 3*50 | 1071-O2-EL-PO-036-6007-A0-0-001 | OPEN PACKING LIST | Shahin Mafsal Co. | 13 | PCS | 13 | [55 empty] | 0
1489 | 42 | EJTIKB1003MTT |  | TERMINATION KIT | TERMINATION KIT | Termination Kit, Heat Shrinkable Type, 3.6/6(7.2) kV, Indoor Type, suitable for Cu/XLPE/Lsh/SWA/PVC Cable, Complete with Tinned Copper Compression Type, Heavy Duty Cable Lug, Earthing Connection Kit, Armour and Lead Sheath Connection Kit, Insulating Boot, Wire Shields, Shrouds, Related Springs & Washers, Bolts & Nuts and all necessary accessories in Accordance with IEC 60502-4 & IEC 61442. | 3*95 | 1071-O2-EL-PO-036-6007-A0-0-001 | OPEN PACKING LIST | Shahin Mafsal Co. | 4 | PCS | 4 | [55 empty] | 0
1490 | 42 | EJTIKB1003NTT | HOLE-12 | TERMINATION KIT | TERMINATION KIT | Termination Kit, Heat Shrinkable Type, 3.6/6(7.2) kV, Indoor Type, suitable for Cu/XLPE/Lsh/SWA/PVC Cable, Complete with Tinned Copper Compression Type, Heavy Duty Cable Lug, Earthing Connection Kit, Armour and Lead Sheath Connection Kit, Insulating Boot, Wire Shields, Shrouds, Related Springs & Washers, Bolts & Nuts and all necessary accessories in Accordance with IEC 60502-4 & IEC 61442. | 3*120 | 1071-O2-EL-PO-036-6007-A0-0-001 | OPEN PACKING LIST | Shahin Mafsal Co. | 4 | PCS | 4 | [55 empty] | 0
1491 | 44 | EJTIKB1003QTT |  | TERMINATION KIT | TERMINATION KIT | Termination Kit, Heat Shrinkable Type, 3.6/6(7.2) kV, Indoor Type, suitable for Cu/XLPE/Lsh/SWA/PVC Cable, Complete with Tinned Copper Compression Type, Heavy Duty Cable Lug, Earthing Connection Kit, Armour and Lead Sheath Connection Kit, Insulating Boot, Wire Shields, Shrouds, Related Springs & Washers, Bolts & Nuts and all necessary accessories in Accordance with IEC 60502-4 & IEC 61442. | 3*240 | 1071-O2-EL-PO-036-6007-A0-0-001 | OPEN PACKING LIST | Shahin Mafsal Co. | 2 | PCS | 2 | [55 empty] | 0
1492 | 45 | EIJDGBB1101RTT |  | TERMINATION KIT | Cable Joint | Cable Joint, Heat Shrinkable Straight Through Joint, 18/30(36) kV, Suitable for Single Core, Cu/XLPE/Lsh/AWA/PVC Cable, Water Proof, Buried Joints, Complete with Sealing System and all Necessary Accessories for Contiguous Sheilding & Earthing of Cable in accordance with IEC 61442 and IEC-60502-4. | 1*300 | 1071-O2-EL-PO-036-6007-A0-0-001 | OPEN PACKING LIST | Shahin Mafsal Co. | 55 | PCS | 40 |  | ODCC-EL-IGC-0130 | IGC | 2021-07-31 | 12 | 12 |  | ODCC-EL-IGC-0183 | IGC | 2021-12-05 | 3 | 3 | [43 empty] | 15
1493 | 45 | EIJDGBB1101RTT |  | TERMINATION KIT | Cable Joint | Cable Joint, Heat Shrinkable Straight Through Joint, 18/30(36) kV, Suitable for Single Core, Cu/XLPE/Lsh/AWA/PVC Cable, Water Proof, Buried Joints, Complete with Sealing System and all Necessary Accessories for Contiguous Sheilding & Earthing of Cable in accordance with IEC 61442 and IEC-60502-4. | 1*300 | 1071-O2-EL-PO-036-6007-A0-0-001 | OPEN PACKING LIST | Shahin Mafsal Co. | 13 | PCS | 13 | [55 empty] | 0
1494 | 51 | EJTIKB1003MTT |  | TERMINATION KIT | TERMINATION KIT | Termination Kit, Heat Shrinkable Type, 3.6/6(7.2) kV, Indoor Type, suitable for Cu/XLPE/Lsh/SWA/PVC Cable, Complete with Tinned Copper Compression Type, Heavy Duty Cable Lug, Earthing Connection Kit, Armour and Lead Sheath Connection Kit, Insulating Boot, Wire Shields, Shrouds, Related Springs & Washers, Bolts & Nuts and all necessary accessories in Accordance with IEC 60502-4 & IEC 61442. | 3*95 | 1071-O2-EL-PO-036-6007-A0-0-001 | OPEN PACKING LIST | Shahin Mafsal Co. | 60 | PCS | 2 |  | ODCC-EL-IGC-0183 | IGC | 2021-12-05 | 58 | 58 | [49 empty] | 58
1495 | 51 | EJTIKB1003NTT | HOLE-16 | TERMINATION KIT | TERMINATION KIT | Termination Kit, Heat Shrinkable Type, 3.6/6(7.2) kV, Indoor Type, suitable for Cu/XLPE/Lsh/SWA/PVC Cable, Complete with Tinned Copper Compression Type, Heavy Duty Cable Lug, Earthing Connection Kit, Armour and Lead Sheath Connection Kit, Insulating Boot, Wire Shields, Shrouds, Related Springs & Washers, Bolts & Nuts and all necessary accessories in Accordance with IEC 60502-4 & IEC 61442. | 3*120 | 1071-O2-EL-PO-036-6007-A0-0-001 | OPEN PACKING LIST | Shahin Mafsal Co. | 13 | PCS | 1 |  | ODCC-EL-IGC-0183 | IGC | 2021-12-05 | 12 | 12 | [49 empty] | 12
1496 | 51 | EJTIKB1003QTT |  | TERMINATION KIT | TERMINATION KIT | Termination Kit, Heat Shrinkable Type, 3.6/6(7.2) kV, Indoor Type, suitable for Cu/XLPE/Lsh/SWA/PVC Cable, Complete with Tinned Copper Compression Type, Heavy Duty Cable Lug, Earthing Connection Kit, Armour and Lead Sheath Connection Kit, Insulating Boot, Wire Shields, Shrouds, Related Springs & Washers, Bolts & Nuts and all necessary accessories in Accordance with IEC 60502-4 & IEC 61442. | 3*240 | 1071-O2-EL-PO-036-6007-A0-0-001 | OPEN PACKING LIST | Shahin Mafsal Co. | 9 | PCS | 1 |  | ODCC-EL-IGC-0183 | IGC | 2021-12-05 | 8 | 8 | [49 empty] | 8
1497 | 61 | EJTIKB1003PTT |  | TERMINATION KIT | TERMINATION KIT | Termination kit, Heat Shrinkable type, 3.6/6(7.2) kV, Intdoor type, suitable for Cu/SC/XLPE/SC/SCR/Bd/PVC/Lsh/Bd/SWA/PVC cable, Complete with Tinned Copper compression type Heavy duty Cable Lug, Earthing Connection Kit, Armour and Lead Sheath Connection Kits, Insulating Boot, Tape sheilds, Shrouds, Related Springs & Washers, Bolts & Nuts and all necessary accessories in Accordance with IEC 60502-4. | 3*185 | 1071-O2-EL-PO-036-6007-A0-0-001 | OPEN PACKING LIST | Shahin Mafsal Co. | 7 | PCS | 7 | [55 empty] | 0
1498 | 75 | EJTIKB1003MTT |  | TERMINATION KIT | TERMINATION KIT | Termination Kit, Heat Shrinkable Type, 3.6/6(7.2) kV, Indoor Type, suitable for Cu/XLPE/Lsh/SWA/PVC Cable, Complete with Tinned Copper Compression Type, Heavy Duty Cable Lug, Earthing Connection Kit, Armour and Lead Sheath Connection Kit, Insulating Boot, Wire Shields, Shrouds, Related Springs & Washers, Bolts & Nuts and all necessary accessories in Accordance with IEC 60502-4 & IEC 61442. | 3*95 | 1071-O2-EL-PO-036-6007-A0-0-001 | OPEN PACKING LIST | Shahin Mafsal Co. | 5 | PCS | 3 |  | ODCC-EL-IGC-0183 | IGC | 2021-12-05 | 2 | 2 | [49 empty] | 2
1499 | SS-40-03 | EJTIGB0101RTT |  | TERMINATION KIT | TERMINATION KIT | Termination Kit, Heat Shrinkable Type, 18/30(36) kV, Indoor Type, suitable for Cu/XLPE/AWA/PVC Cable, Complete with Tinned Copper Compression Type, Heavy Duty Cable Lug, Earthing Connection Kit, Armour Connection Kit, Insulating Boot, Wire Shields, Shrouds, Related Springs & Washers, Bolts & Nuts and all necessary accessories in Accordance with IEC 60502-4 & IEC 61442. | 1*300 | 1071-O2-EL-PO-036-6007-A0-0-001 | OPEN PACKING LIST | Shahin Mafsal Co. | 10 | PCS | 10 | [55 empty] | 0
1500 | SS-40-03 | EJTIKB0101QTT |  | TERMINATION KIT | TERMINATION KIT | Termination Kit, Heat Shrinkable Type, 3.6/6(7.2) kV, Indoor Type, suitable for Cu/XLPE/AWA/PVC Cable, Complete with Tinned Copper Compression Type, Heavy Duty Cable Lug, Earthing Connection Kit, Armour Connection Kit, Insulating Boot, Wire Shields, Shrouds, Related Springs & Washers, Bolts & Nuts and all necessary accessories in Accordance with IEC 60502-4 & IEC 61442. | 1*240 | 1071-O2-EL-PO-036-6007-A0-0-001 | OPEN PACKING LIST | Shahin Mafsal Co. | 14 | PCS | 14 | [55 empty] | 0
1501 | SS-40-03 | EJTIKB0101RTT |  | TERMINATION KIT | TERMINATION KIT | Termination Kit, Heat Shrinkable Type, 3.6/6(7.2) kV, Indoor Type, suitable for Cu/XLPE/AWA/PVC Cable, Complete with Tinned Copper Compression Type, Heavy Duty Cable Lug, Earthing Connection Kit, Armour Connection Kit, Insulating Boot, Wire Shields, Shrouds, Related Springs & Washers, Bolts & Nuts and all necessary accessories in Accordance with IEC 60502-4 & IEC 61442. | 1*300 | 1071-O2-EL-PO-036-6007-A0-0-001 | OPEN PACKING LIST | Shahin Mafsal Co. | 10 | PCS | 10 | [55 empty] | 0
1502 | SS-40-03 | EJTIKB0103OTT |  | TERMINATION KIT | TERMINATION KIT | Termination Kit, Heat Shrinkable Type, 3.6/6(7.2) kV, Indoor Type, suitable for Cu/XLPE/SWA/PVC Cable, Complete with Tinned Copper Compression Type, Heavy Duty Cable Lug, Earthing Connection Kit, Armour Connection Kit, Insulating Boot, Wire Shields, Shrouds, Related Springs & Washers, Bolts & Nuts and all necessary accessories in Accordance with IEC 60502-4 & IEC 61442. | 3*150 | 1071-O2-EL-PO-036-6007-A0-0-001 | OPEN PACKING LIST | Shahin Mafsal Co. | 11 | PCS | 11 | [55 empty] | 0
1503 | SS-40-04 | EJTIGB0101RTT |  | TERMINATION KIT | TERMINATION KIT | Termination Kit, Heat Shrinkable Type, 18/30(36) kV, Indoor Type, suitable for Cu/XLPE/AWA/PVC Cable, Complete with Tinned Copper Compression Type, Heavy Duty Cable Lug, Earthing Connection Kit, Armour Connection Kit, Insulating Boot, Wire Shields, Shrouds, Related Springs & Washers, Bolts & Nuts and all necessary accessories in Accordance with IEC 60502-4 & IEC 61442. | 1*300 | 1071-O2-EL-PO-036-6007-A0-0-001 | OPEN PACKING LIST | Shahin Mafsal Co. | 10 | PCS | 10 | [55 empty] | 0
1504 | SS-40-04 | EJTIKB0101QTT |  | TERMINATION KIT | TERMINATION KIT | Termination Kit, Heat Shrinkable Type, 3.6/6(7.2) kV, Indoor Type, suitable for Cu/XLPE/AWA/PVC Cable, Complete with Tinned Copper Compression Type, Heavy Duty Cable Lug, Earthing Connection Kit, Armour Connection Kit, Insulating Boot, Wire Shields, Shrouds, Related Springs & Washers, Bolts & Nuts and all necessary accessories in Accordance with IEC 60502-4 & IEC 61442. | 1*240 | 1071-O2-EL-PO-036-6007-A0-0-001 | OPEN PACKING LIST | Shahin Mafsal Co. | 10 | PCS | 10 | [55 empty] | 0
1505 | SS-40-05 | EJTIGB0101RTT |  | TERMINATION KIT | TERMINATION KIT | Termination Kit, Heat Shrinkable Type, 18/30(36) kV, Indoor Type, suitable for Cu/XLPE/AWA/PVC Cable, Complete with Tinned Copper Compression Type, Heavy Duty Cable Lug, Earthing Connection Kit, Armour Connection Kit, Insulating Boot, Wire Shields, Shrouds, Related Springs & Washers, Bolts & Nuts and all necessary accessories in Accordance with IEC 60502-4 & IEC 61442. | 1*300 | 1071-O2-EL-PO-036-6007-A0-0-001 | OPEN PACKING LIST | Shahin Mafsal Co. | 11 | PCS | 11 | [55 empty] | 0
1506 | SS-40-05 | EJTIKB0101QTT |  | TERMINATION KIT | TERMINATION KIT | Termination Kit, Heat Shrinkable Type, 3.6/6(7.2) kV, Indoor Type, suitable for Cu/XLPE/AWA/PVC Cable, Complete with Tinned Copper Compression Type, Heavy Duty Cable Lug, Earthing Connection Kit, Armour Connection Kit, Insulating Boot, Wire Shields, Shrouds, Related Springs & Washers, Bolts & Nuts and all necessary accessories in Accordance with IEC 60502-4 & IEC 61442. | 1*240 | 1071-O2-EL-PO-036-6007-A0-0-001 | OPEN PACKING LIST | Shahin Mafsal Co. | 13 | PCS | 13 | [55 empty] | 0
1507 | SS-40-05 | EJTIKB0101RTT |  | TERMINATION KIT | TERMINATION KIT | Termination Kit, Heat Shrinkable Type, 3.6/6(7.2) kV, Indoor Type, suitable for Cu/XLPE/AWA/PVC Cable, Complete with Tinned Copper Compression Type, Heavy Duty Cable Lug, Earthing Connection Kit, Armour Connection Kit, Insulating Boot, Wire Shields, Shrouds, Related Springs & Washers, Bolts & Nuts and all necessary accessories in Accordance with IEC 60502-4 & IEC 61442. | 1*300 | 1071-O2-EL-PO-036-6007-A0-0-001 | OPEN PACKING LIST | Shahin Mafsal Co. | 23 | PCS | 23 | [55 empty] | 0
1508 | SS-40-09 | EJTIGB0101RTT |  | TERMINATION KIT | TERMINATION KIT | Termination Kit, Heat Shrinkable Type, 18/30(36) kV, Indoor Type, suitable for Cu/XLPE/AWA/PVC Cable, Complete with Tinned Copper Compression Type, Heavy Duty Cable Lug, Earthing Connection Kit, Armour Connection Kit, Insulating Boot, Wire Shields, Shrouds, Related Springs & Washers, Bolts & Nuts and all necessary accessories in Accordance with IEC 60502-4 & IEC 61442. | 1*300 | 1071-O2-EL-PO-036-6007-A0-0-001 | OPEN PACKING LIST | Shahin Mafsal Co. | 13 | PCS | 1 |  | ODCC-EL-IGC-0205 | IGC | 2021-12-30 | 12 | 12 | [49 empty] | 12
1509 | BD-40-02 | ECCQ1CCB0203EEE | U40/BD02-VV-01-3-A2-01 | Cable | LV | LV CABLE 3x4 RM mm² (1x4 (Ph) + 4 (N) + 4 (E)) C2 --- 0.6/1 (1.2) kV --- Cu/PVC/Pet/PVC --- [Black] (Drum No.: 1994365) | 3*4 | 1071-O2-EL-PO-024-6023-A0-0-002 | OPEN PACKING LIST | ABHAR WIRE & CABLE CO. | 352 | meter | 352 | Drum Total: 750 meter | [54 empty] | 0
1510 | BD-40-11 | ECCQ1CCB0203EEE | U40/BD11-VV-01-3-A2-01 | Cable | LV | LV CABLE 3x4 RM mm² (1x4 (Ph) + 4 (N) + 4 (E)) C2 --- 0.6/1 (1.2) kV --- Cu/PVC/Pet/PVC --- [Black] (Drum No.: 1994365) | 3*4 | 1071-O2-EL-PO-024-6023-A0-0-002 | OPEN PACKING LIST | ABHAR WIRE & CABLE CO. | 360 | meter | 360 | [55 empty] | 0
1511 | BD-40-10 | ECCQ1CCB0203EEE | U40/BD10-VV-01-3-A2-01 | Cable | LV | LV CABLE 3x4 RM mm² (1x4 (Ph) + 4 (N) + 4 (E)) C2 --- 0.6/1 (1.2) kV --- Cu/PVC/Pet/PVC --- [Black] (Drum No.: 1994366) | 3*4 | 1071-O2-EL-PO-024-6023-A0-0-002 | OPEN PACKING LIST | ABHAR WIRE & CABLE CO. | 1115 | meter | 1115 | [55 empty] | 0
1512 | BD-40-10 | ECCQ1CCB0203EEE | U40/BD10-VV-01-3-A2-02 | Cable | LV | LV CABLE 3x4 RM mm² (1x4 (Ph) + 4 (N) + 4 (E)) C2 --- 0.6/1 (1.2) kV --- Cu/PVC/Pet/PVC --- [Black] (Drum No.: 1994367) | 3*4 | 1071-O2-EL-PO-024-6023-A0-0-002 | OPEN PACKING LIST | ABHAR WIRE & CABLE CO. | 1118 | meter | 1118 | [55 empty] | 0
1513 | BD-40-12 | ECCQ1CCB0203EEE | U40/BD12-VV-01-3-A2-01 | Cable | LV | LV CABLE 3x4 RM mm² (1x4 (Ph) + 4 (N) + 4 (E)) C2 --- 0.6/1 (1.2) kV --- Cu/PVC/Pet/PVC --- [Black] (Drum No.: 1994364) | 3*4 | 1071-O2-EL-PO-024-6023-A0-0-002 | OPEN PACKING LIST | ABHAR WIRE & CABLE CO. | 415 | meter | 415 | [55 empty] | 0
1514 | CR-40-01 | ECCQ1CCB0203EEE | U40/CR01-VV-01-3-A2-01 | Cable | LV | LV CABLE 3x4 RM mm² (1x4 (Ph) + 4 (N) + 4 (E)) C2 --- 0.6/1 (1.2) kV --- Cu/PVC/Pet/PVC --- [Black] (Drum No.: 1994447) | 3*4 | 1071-O2-EL-PO-024-6023-A0-0-002 | OPEN PACKING LIST | ABHAR WIRE & CABLE CO. | 1023 | meter | 0 |  | ODCC-EL-IGC-0068 | IGC | 2021-02-12 | 1023 | 1023 | [49 empty] | 1023
1515 | CR-40-01 | ECCQ1CCB0203EEE | U40/CR01-VV-01-3-A2-02 | Cable | LV | LV CABLE 3x4 RM mm² (1x4 (Ph) + 4 (N) + 4 (E)) C2 --- 0.6/1 (1.2) kV --- Cu/PVC/Pet/PVC --- [Black] (Drum No.: 1994448) | 3*4 | 1071-O2-EL-PO-024-6023-A0-0-002 | OPEN PACKING LIST | ABHAR WIRE & CABLE CO. | 1023 | meter | 0 |  | ODCC-EL-IGC-0068 | IGC | 2021-02-12 | 1023 | 1023 | [49 empty] | 1023
1516 | CR-40-01 | ECCQ1CCB0203EEE | U40/CR01-VV-01-3-A2-03 | Cable | LV | LV CABLE 3x4 RM mm² (1x4 (Ph) + 4 (N) + 4 (E)) C2 --- 0.6/1 (1.2) kV --- Cu/PVC/Pet/PVC --- [Black] (Drum No.: 1994449) | 3*4 | 1071-O2-EL-PO-024-6023-A0-0-002 | OPEN PACKING LIST | ABHAR WIRE & CABLE CO. | 1023 | meter | 0 |  | ODCC-EL-IGC-0068 | IGC | 2021-02-12 | 1023 | 1023 | [49 empty] | 1023
1517 | CR-40-01 | ECCQ1CCB0203EEE | U40/CR01-VV-01-3-A2-04 | Cable | LV | LV CABLE 3x4 RM mm² (1x4 (Ph) + 4 (N) + 4 (E)) C2 --- 0.6/1 (1.2) kV --- Cu/PVC/Pet/PVC --- [Black] (Drum No.: 1994446) | 3*4 | 1071-O2-EL-PO-024-6023-A0-0-002 | OPEN PACKING LIST | ABHAR WIRE & CABLE CO. | 1050 | meter | 0 |  | ODCC-EL-IGC-0068 | IGC | 2021-02-12 | 1050 | 1050 | [49 empty] | 1050
1518 | CR-40-02 | ECCQ1CCB0203EEE | U40/CR02-VV-01-3-A2-01 | Cable | LV | LV CABLE 3x4 RM mm² (1x4 (Ph) + 4 (N) + 4 (E)) C2 --- 0.6/1 (1.2) kV --- Cu/PVC/Pet/PVC --- [Black] (Drum No.: 1994421) | 3*4 | 1071-O2-EL-PO-024-6023-A0-0-002 | OPEN PACKING LIST | ABHAR WIRE & CABLE CO. | 880 | meter | 0 |  | ODCC-EL-IGC-0076 | IGC | 2021-03-02 | 880 | 880 | [49 empty] | 880
1519 | CR-40-02 | ECCQ1CCB0203EEE | U40/CR02-VV-01-3-A2-02 | Cable | LV | LV CABLE 3x4 RM mm² (1x4 (Ph) + 4 (N) + 4 (E)) C2 --- 0.6/1 (1.2) kV --- Cu/PVC/Pet/PVC --- [Black] (Drum No.: 1994422) | 3*4 | 1071-O2-EL-PO-024-6023-A0-0-002 | OPEN PACKING LIST | ABHAR WIRE & CABLE CO. | 880 | meter | 0 |  | ODCC-EL-IGC-0076 | IGC | 2021-03-02 | 880 | 880 | [43 empty] | ODCC-EL-IGC-0006 | IGC | 2021-07-12 | 0 | 0 |  | 880
1520 | CR-40-02 | ECCQ1CCB0203EEE | U40/CR02-VV-01-3-A2-03 | Cable | LV | LV CABLE 3x4 RM mm² (1x4 (Ph) + 4 (N) + 4 (E)) C2 --- 0.6/1 (1.2) kV --- Cu/PVC/Pet/PVC --- [Black] (Drum No.: 1994423) | 3*4 | 1071-O2-EL-PO-024-6023-A0-0-002 | OPEN PACKING LIST | ABHAR WIRE & CABLE CO. | 880 | meter | 0 |  | ODCC-EL-IGC-0076 | IGC | 2021-03-02 | 880 | 880 | [43 empty] | ODCC-EL-IGC-0006 | IGC | 2021-07-12 | 0 | 0 |  | 880
1521 | CR-40-02 | ECCQ1CCB0203EEE | U40/CR02-VV-01-3-A2-04 | Cable | LV | LV CABLE 3x4 RM mm² (1x4 (Ph) + 4 (N) + 4 (E)) C2 --- 0.6/1 (1.2) kV --- Cu/PVC/Pet/PVC --- [Black] (Drum No.: 1994424) | 3*4 | 1071-O2-EL-PO-024-6023-A0-0-002 | OPEN PACKING LIST | ABHAR WIRE & CABLE CO. | 880 | meter | 0 |  | ODCC-EL-IGC-0076 | IGC | 2021-03-02 | 880 | 880 | [49 empty] | 880
1522 | RIB-40-02 | ECCQ1CCB0203EEE | U40/RI02-VV-01-3-A2-01 | Cable | LV | LV CABLE 3x4 RM mm² (1x4 (Ph) + 4 (N) + 4 (E)) C2 --- 0.6/1 (1.2) kV --- Cu/PVC/Pet/PVC --- [Black] (Drum No.: 1994435) | 3*4 | 1071-O2-EL-PO-024-6023-A0-0-002 | OPEN PACKING LIST | ABHAR WIRE & CABLE CO. | 919 | meter | 0 |  | ODCC-EL-IGC-0081 | IGC | 2021-03-30 | 919 | 919 | [49 empty] | 919
1523 | CR-40-03 | ECCQ1CCB0203EEE | U40/CR03-VV-01-3-A2-01 | Cable | LV | LV CABLE 3x4 RM mm² (1x4 (Ph) + 4 (N) + 4 (E)) C2 --- 0.6/1 (1.2) kV --- Cu/PVC/Pet/PVC --- [Black] (Drum No.: 1994436) | 3*4 | 1071-O2-EL-PO-024-6023-A0-0-002 | OPEN PACKING LIST | ABHAR WIRE & CABLE CO. | 1020 | meter | 0 |  | ODCC-EL-IGC-0068 | IGC | 2021-02-12 | 1020 | 1020 | [43 empty] | ODCC-EL-IGC-0006 | IGC | 2021-07-12 | 0 | 0 |  | 1020
1524 | CR-40-03 | ECCQ1CCB0203EEE | U40/CR03-VV-01-3-A2-02 | Cable | LV | LV CABLE 3x4 RM mm² (1x4 (Ph) + 4 (N) + 4 (E)) C2 --- 0.6/1 (1.2) kV --- Cu/PVC/Pet/PVC --- [Black] (Drum No.: 1994437) | 3*4 | 1071-O2-EL-PO-024-6023-A0-0-002 | OPEN PACKING LIST | ABHAR WIRE & CABLE CO. | 1026 | meter | 0 |  | ODCC-EL-IGC-0068 | IGC | 2021-02-12 | 1026 | 1026 | [43 empty] | ODCC-EL-IGC-0006 | IGC | 2021-07-12 | 0 | 0 |  | 1026
1525 | SS-40-04 | ECCQ1CCB0203EEE | U40/SS04-VV-01-3-A2-01 | Cable | LV | LV CABLE 3x4 RM mm² (1x4 (Ph) + 4 (N) + 4 (E)) C2 --- 0.6/1 (1.2) kV --- Cu/PVC/Pet/PVC --- [Black] (Drum No.: 1994411) | 3*4 | 1071-O2-EL-PO-024-6023-A0-0-002 | OPEN PACKING LIST | ABHAR WIRE & CABLE CO. | 1060 | meter | 0 |  | ODCC-EL-IGC-0082 | IGC | 2021-04-04 | 1060 | 1060 | [43 empty] | ODCC-EL-IGC-0006 | IGC | 2021-07-12 | 0 | 0 |  | 1060
1526 | SS-40-04 | ECCQ1CCB0203EEE | U40/SS04-VV-01-3-A2-02 | Cable | LV | LV CABLE 3x4 RM mm² (1x4 (Ph) + 4 (N) + 4 (E)) C2 --- 0.6/1 (1.2) kV --- Cu/PVC/Pet/PVC --- [Black] (Drum No.: 1994412) | 3*4 | 1071-O2-EL-PO-024-6023-A0-0-002 | OPEN PACKING LIST | ABHAR WIRE & CABLE CO. | 1060 | meter | 0 |  | ODCC-EL-IGC-0082 | IGC | 2021-04-04 | 1060 | 1060 | [49 empty] | 1060
1527 | SS-40-04 | ECCQ1CCB0203EEE | U40/SS04-VV-01-3-A2-03 | Cable | LV | LV CABLE 3x4 RM mm² (1x4 (Ph) + 4 (N) + 4 (E)) C2 --- 0.6/1 (1.2) kV --- Cu/PVC/Pet/PVC --- [Black] (Drum No.: 1994413) | 3*4 | 1071-O2-EL-PO-024-6023-A0-0-002 | OPEN PACKING LIST | ABHAR WIRE & CABLE CO. | 1060 | meter | 0 |  | ODCC-EL-IGC-0082 | IGC | 2021-04-04 | 1060 | 1060 | [49 empty] | 1060
1528 | SS-40-05 | ECCQ1CCB0203EEE | U40/SS05-VV-01-3-A2-01 | Cable | LV | LV CABLE 3x4 RM mm² (1x4 (Ph) + 4 (N) + 4 (E)) C2 --- 0.6/1 (1.2) kV --- Cu/PVC/Pet/PVC --- [Black] (Drum No.: 1994432) | 3*4 | 1071-O2-EL-PO-024-6023-A0-0-002 | OPEN PACKING LIST | ABHAR WIRE & CABLE CO. | 955 | meter | 0 |  | ODCC-EL-IGC-0068 | IGC | 2021-02-12 | 955 | 955 | [43 empty] | ODCC-EL-IGC-0006 | IGC | 2021-07-12 | 0 | 0 |  | 955
1529 | SS-40-05 | ECCQ1CCB0203EEE | U40/SS05-VV-01-3-A2-02 | Cable | LV | LV CABLE 3x4 RM mm² (1x4 (Ph) + 4 (N) + 4 (E)) C2 --- 0.6/1 (1.2) kV --- Cu/PVC/Pet/PVC --- [Black] (Drum No.: 1994433) | 3*4 | 1071-O2-EL-PO-024-6023-A0-0-002 | OPEN PACKING LIST | ABHAR WIRE & CABLE CO. | 954 | meter | 0 |  | ODCC-EL-IGC-0068 | IGC | 2021-02-12 | 954 | 954 | [49 empty] | 954
1530 | SS-40-05 | ECCQ1CCB0203EEE | U40/SS05-VV-01-3-A2-03 | Cable | LV | LV CABLE 3x4 RM mm² (1x4 (Ph) + 4 (N) + 4 (E)) C2 --- 0.6/1 (1.2) kV --- Cu/PVC/Pet/PVC --- [Black] (Drum No.: 1994434) | 3*4 | 1071-O2-EL-PO-024-6023-A0-0-002 | OPEN PACKING LIST | ABHAR WIRE & CABLE CO. | 955 | meter | 0 |  | ODCC-EL-IGC-0068 | IGC | 2021-02-12 | 955 | 955 | [49 empty] | 955
1531 | SS-40-09 | ECCQ1CCB0203EEE | U40/SS09-VV-01-3-A2-01 | Cable | LV | LV CABLE 3x4 RM mm² (1x4 (Ph) + 4 (N) + 4 (E)) C2 --- 0.6/1 (1.2) kV --- Cu/PVC/Pet/PVC --- [Black] (Drum No.: 1994415) | 3*4 | 1071-O2-EL-PO-024-6023-A0-0-002 | OPEN PACKING LIST | ABHAR WIRE & CABLE CO. | 857 | meter | 0 |  | ODCC-EL-IGC-0068 | IGC | 2021-02-12 | 857 | 857 | [49 empty] | 857
1532 | SS-40-09 | ECCQ1CCB0203EEE | U40/SS09-VV-01-3-A2-02 | Cable | LV | LV CABLE 3x4 RM mm² (1x4 (Ph) + 4 (N) + 4 (E)) C2 --- 0.6/1 (1.2) kV --- Cu/PVC/Pet/PVC --- [Black] (Drum No.: 1994416) | 3*4 | 1071-O2-EL-PO-024-6023-A0-0-002 | OPEN PACKING LIST | ABHAR WIRE & CABLE CO. | 852 | meter | 0 |  | ODCC-EL-IGC-0068 | IGC | 2021-02-12 | 852 | 852 | [49 empty] | 852
1533 | SS-40-09 | ECCQ1CCB0203EEE | U40/SS09-VV-01-3-A2-03 | Cable | LV | LV CABLE 3x4 RM mm² (1x4 (Ph) + 4 (N) + 4 (E)) C2 --- 0.6/1 (1.2) kV --- Cu/PVC/Pet/PVC --- [Black] (Drum No.: 1994417) | 3*4 | 1071-O2-EL-PO-024-6023-A0-0-002 | OPEN PACKING LIST | ABHAR WIRE & CABLE CO. | 849 | meter | 0 |  | ODCC-EL-IGC-0068 | IGC | 2021-02-12 | 849 | 849 | [49 empty] | 849
1534 | SS-40-09 | ECCQ1CCB0203EEE | U40/SS09-VV-01-3-A2-04 | Cable | LV | LV CABLE 3x4 RM mm² (1x4 (Ph) + 4 (N) + 4 (E)) C2 --- 0.6/1 (1.2) kV --- Cu/PVC/Pet/PVC --- [Black] (Drum No.: 1994414) | 3*4 | 1071-O2-EL-PO-024-6023-A0-0-002 | OPEN PACKING LIST | ABHAR WIRE & CABLE CO. | 857 | meter | 0 |  | ODCC-EL-IGC-0068 | IGC | 2021-02-12 | 857 | 857 | [49 empty] | 857
1535 | SS-40-03 | ECCQ1CCB0203EEE | U40/SS03-VV-01-3-A2-01 | Cable | LV | LV CABLE 3x4 RM mm² (1x4 (Ph) + 4 (N) + 4 (E)) C2 --- 0.6/1 (1.2) kV --- Cu/PVC/Pet/PVC --- [Black] (Drum No.: 1994379) | 3*4 | 1071-O2-EL-PO-024-6023-A0-0-002 | OPEN PACKING LIST | ABHAR WIRE & CABLE CO. | 1060 | meter | 0 |  | ODCC-EL-IGC-0113 | IGC | 2021-06-04 | 1060 | 1060 | [49 empty] | 1060
1536 | SS-40-03 | ECCQ1CCB0203EEE | U40/SS03-VV-01-3-A2-02 | Cable | LV | LV CABLE 3x4 RM mm² (1x4 (Ph) + 4 (N) + 4 (E)) C2 --- 0.6/1 (1.2) kV --- Cu/PVC/Pet/PVC --- [Black] (Drum No.: 1994380) | 3*4 | 1071-O2-EL-PO-024-6023-A0-0-002 | OPEN PACKING LIST | ABHAR WIRE & CABLE CO. | 1060 | meter | 0 |  | ODCC-EL-IGC-0113 | IGC | 2021-06-04 | 1060 | 1060 | [49 empty] | 1060
1537 | SS-40-03 | ECCQ1CCB0203EEE | U40/SS03-VV-01-3-A2-03 | Cable | LV | LV CABLE 3x4 RM mm² (1x4 (Ph) + 4 (N) + 4 (E)) C2 --- 0.6/1 (1.2) kV --- Cu/PVC/Pet/PVC --- [Black] (Drum No.: 1994381) | 3*4 | 1071-O2-EL-PO-024-6023-A0-0-002 | OPEN PACKING LIST | ABHAR WIRE & CABLE CO. | 1060 | meter | 0 |  | ODCC-EL-IGC-0113 | IGC | 2021-06-04 | 1060 | 1060 | [49 empty] | 1060
1538 | CR-40-03 | ECCQ1CCB0203EEE | U40/CR03-VV-01-3-A2-03 | Cable | LV | LV CABLE 3x4 RM mm² (1x4 (Ph) + 4 (N) + 4 (E)) C2 --- 0.6/1 (1.2) kV --- Cu/PVC/Pet/PVC --- [Black] (Drum No.: 1994382) | 3*4 | 1071-O2-EL-PO-024-6023-A0-0-002 | OPEN PACKING LIST | ABHAR WIRE & CABLE CO. | 914 | meter | 0 |  | ODCC-EL-IGC-0068 | IGC | 2021-02-12 | 914 | 914 | [43 empty] | ODCC-EL-IGC-0006 | IGC | 2021-07-12 | 0 | 0 |  | 914
1539 | RIB-40-03 | ECCQ1CCB0203EEE | U40/RI03-VV-01-3-A2-01 | Cable | LV | LV CABLE 3x4 RM mm² (1x4 (Ph) + 4 (N) + 4 (E)) C2 --- 0.6/1 (1.2) kV --- Cu/PVC/Pet/PVC --- [Black] (Drum No.: 1994383) | 3*4 | 1071-O2-EL-PO-024-6023-A0-0-002 | OPEN PACKING LIST | ABHAR WIRE & CABLE CO. | 1421 | meter | 0 |  | ODCC-EL-IGC-0081 | IGC | 2021-03-30 | 1421 | 1421 | [49 empty] | 1421
1540 | RIB-40-01 | ECCQ1CCB0203EEE | U40/RI01-VV-01-3-A2-01 | Cable | LV | LV CABLE 3x4 RM mm² (1x4 (Ph) + 4 (N) + 4 (E)) C2 --- 0.6/1 (1.2) kV --- Cu/PVC/Pet/PVC --- [Black] (Drum No.: 1994566) | 3*4 | 1071-O2-EL-PO-024-6023-A0-0-002 | OPEN PACKING LIST | ABHAR WIRE & CABLE CO. | 1266 | meter | 0 |  | ODCC-EL-IGC-0081 | IGC | 2021-03-30 | 1266 | 1266 | [49 empty] | 1266
1541 | CR-40-01 | ECCQ1CCB0202EET | U40/CR01-VV-01-2-A2-01 | Cable | LV | LV CABLE 2x4 RM mm² (1x4 (Ph) + 4 (N)) C2 --- 0.6/1 (1.2) kV --- Cu/PVC/Pet/PVC --- [Black] (Drum No.: 1994406) | 2*4 | 1071-O2-EL-PO-024-6023-A0-0-002 | OPEN PACKING LIST | ABHAR WIRE & CABLE CO. | 509 | meter | 509 | [55 empty] | 0
1542 | RIB-40-01 | ECCQ1CCB0202EET | U40/RI01-VV-01-2-A2-01 | Cable | LV | LV CABLE 2x4 RM mm² (1x4 (Ph) + 4 (N)) C2 --- 0.6/1 (1.2) kV --- Cu/PVC/Pet/PVC --- [Black] (Drum No.: 1994407) | 2*4 | 1071-O2-EL-PO-024-6023-A0-0-002 | OPEN PACKING LIST | ABHAR WIRE & CABLE CO. | 216 | meter | 216 | [55 empty] | 0
1543 | RIB-40-02 | ECCQ1CCB0202EET | U40/RI02-VV-01-2-A2-01 | Cable | LV | LV CABLE 2x4 RM mm² (1x4 (Ph) + 4 (N)) C2 --- 0.6/1 (1.2) kV --- Cu/PVC/Pet/PVC --- [Black] (Drum No.: 1994408) | 2*4 | 1071-O2-EL-PO-024-6023-A0-0-002 | OPEN PACKING LIST | ABHAR WIRE & CABLE CO. | 216 | meter | 216 | [55 empty] | 0
1544 | RIB-40-03 | ECCQ1CCB0202EET | U40/RI03-VV-01-2-A2-01 | Cable | LV | LV CABLE 2x4 RM mm² (1x4 (Ph) + 4 (N)) C2 --- 0.6/1 (1.2) kV --- Cu/PVC/Pet/PVC --- [Black] (Drum No.: 1994409) | 2*4 | 1071-O2-EL-PO-024-6023-A0-0-002 | OPEN PACKING LIST | ABHAR WIRE & CABLE CO. | 216 | meter | 216 | [55 empty] | 0
1545 | CR-40-02 | ECCQ1CCB0202EET | U40/CR02-VV-01-2-A2-01 | Cable | LV | LV CABLE 2x4 RM mm² (1x4 (Ph) + 4 (N)) C2 --- 0.6/1 (1.2) kV --- Cu/PVC/Pet/PVC --- [Black] (Drum No.: 1994403) | 2*4 | 1071-O2-EL-PO-024-6023-A0-0-002 | OPEN PACKING LIST | ABHAR WIRE & CABLE CO. | 577 | meter | 577 | [55 empty] | 0
1546 | CR-40-03 | ECCQ1CCB0202EET | U40/CR03-VV-01-2-A2-01 | Cable | LV | LV CABLE 2x4 RM mm² (1x4 (Ph) + 4 (N)) C2 --- 0.6/1 (1.2) kV --- Cu/PVC/Pet/PVC --- [Black] (Drum No.: 1994410) | 2*4 | 1071-O2-EL-PO-024-6023-A0-0-002 | OPEN PACKING LIST | ABHAR WIRE & CABLE CO. | 736 | meter | 736 | [55 empty] | 0
1547 | SS-40-04 | ECCQ1CCB0202EET | U40/SS04-VV-01-2-A2-01 | Cable | LV | LV CABLE 2x4 RM mm² (1x4 (Ph) + 4 (N)) C2 --- 0.6/1 (1.2) kV --- Cu/PVC/Pet/PVC --- [Black] (Drum No.: 1994400) | 2*4 | 1071-O2-EL-PO-024-6023-A0-0-002 | OPEN PACKING LIST | ABHAR WIRE & CABLE CO. | 476 | meter | 476 | [55 empty] | 0
1548 | SS-40-05 | ECCQ1CCB0202EET | U40/SS05-VV-01-2-A2-01 | Cable | LV | LV CABLE 2x4 RM mm² (1x4 (Ph) + 4 (N)) C2 --- 0.6/1 (1.2) kV --- Cu/PVC/Pet/PVC --- [Black] (Drum No.: 1994405) | 2*4 | 1071-O2-EL-PO-024-6023-A0-0-002 | OPEN PACKING LIST | ABHAR WIRE & CABLE CO. | 475 | meter | 475 | [55 empty] | 0
1549 | SS-40-09 | ECCQ1CCB0202EET | U40/SS09-VV-01-2-A2-01 | Cable | LV | LV CABLE 2x4 RM mm² (1x4 (Ph) + 4 (N)) C2 --- 0.6/1 (1.2) kV --- Cu/PVC/Pet/PVC --- [Black] (Drum No.: 1994404) | 2*4 | 1071-O2-EL-PO-024-6023-A0-0-002 | OPEN PACKING LIST | ABHAR WIRE & CABLE CO. | 475 | meter | 475 | [55 empty] | 0
1550 | SS-40-03 | ECCQ1CCB0202EET | U40/SS03-VV-01-2-A2-01 | Cable | LV | LV CABLE 2x4 RM mm² (1x4 (Ph) + 4 (N)) C2 --- 0.6/1 (1.2) kV --- Cu/PVC/Pet/PVC --- [Black] (Drum No.: 1994399) | 2*4 | 1071-O2-EL-PO-024-6023-A0-0-002 | OPEN PACKING LIST | ABHAR WIRE & CABLE CO. | 476 | meter | 476 | [55 empty] | 0
1551 | BD-40-02 | EREFP10 | U40/BD02-V-04-A7-01 | Cable | Earthing | EARTH CABLE - Wire 35 RM mm² C2 --- 450/750 V --- Cu/PVC --- (Green / Yellow) (Drum No.: 1994514) | 1*35 | 1071-O2-EL-PO-024-6023-A0-0-002 | OPEN PACKING LIST | ABHAR WIRE & CABLE CO. | 126 | meter | 0 | Drum Total: 1528 meter | ODCC-EL-IGC-0154 | IGC | 2021-09-18 | 126 | 126 | [49 empty] | 126
1552 | BD-40-10 | EREFP10 | U40/BD10-V-04-A7-01 | Cable | Earthing | EARTH CABLE - Wire 35 RM mm² C2 --- 450/750 V --- Cu/PVC --- (Green / Yellow) (Drum No.: 1994514) | 1*35 | 1071-O2-EL-PO-024-6023-A0-0-002 | OPEN PACKING LIST | ABHAR WIRE & CABLE CO. | 105 | meter | 0 |  | ODCC-EL-IGC-0154 | IGC | 2021-09-18 | 105 | 105 | [49 empty] | 105
1553 | BD-40-11 | EREFP10 | U40/BD11-V-04-A7-01 | Cable | Earthing | EARTH CABLE - Wire 35 RM mm² C2 --- 450/750 V --- Cu/PVC --- (Green / Yellow) (Drum No.: 1994514) | 1*35 | 1071-O2-EL-PO-024-6023-A0-0-002 | OPEN PACKING LIST | ABHAR WIRE & CABLE CO. | 55 | meter | 0 |  | ODCC-EL-IGC-0154 | IGC | 2021-09-18 | 55 | 55 | [49 empty] | 55
1554 | BD-40-12 | EREFP10 | U40/BD12-V-04-A7-01 | Cable | Earthing | EARTH CABLE - Wire 35 RM mm² C2 --- 450/750 V --- Cu/PVC --- (Green / Yellow) (Drum No.: 1994514) | 1*35 | 1071-O2-EL-PO-024-6023-A0-0-002 | OPEN PACKING LIST | ABHAR WIRE & CABLE CO. | 190 | meter | 0 |  | ODCC-EL-IGC-0154 | IGC | 2021-09-18 | 190 | 190 | [49 empty] | 190
1555 | CR-40-02 | EREFP10 | U40/CR02-V-04-A7-01 | Cable | Earthing | EARTH CABLE - Wire 35 RM mm² C2 --- 450/750 V --- Cu/PVC --- (Green / Yellow) (Drum No.: 1994514) | 1*35 | 1071-O2-EL-PO-024-6023-A0-0-002 | OPEN PACKING LIST | ABHAR WIRE & CABLE CO. | 335 | meter | 0 |  | ODCC-EL-IGC-0154 | IGC | 2021-09-18 | 335 | 335 | [49 empty] | 335
1556 | SS-40-04 | EREFP10 | U40/SS04-V-04-A7-01 | Cable | Earthing | EARTH CABLE - Wire 35 RM mm² C2 --- 450/750 V --- Cu/PVC --- (Green / Yellow) (Drum No.: 1994514) | 1*35 | 1071-O2-EL-PO-024-6023-A0-0-002 | OPEN PACKING LIST | ABHAR WIRE & CABLE CO. | 353 | meter | 0 |  | ODCC-EL-IGC-0154 | IGC | 2021-09-18 | 353 | 353 | [49 empty] | 353
1557 | RIB-40-01 | EREFP10 | U40/RI01-V-04-A7-01 | Cable | Earthing | EARTH CABLE - Wire 35 RM mm² C2 --- 450/750 V --- Cu/PVC --- (Green / Yellow) (Drum No.: 1994514) | 1*35 | 1071-O2-EL-PO-024-6023-A0-0-002 | OPEN PACKING LIST | ABHAR WIRE & CABLE CO. | 44 | meter | 0 |  | ODCC-EL-IGC-0154 | IGC | 2021-09-18 | 44 | 44 | [49 empty] | 44
1558 | RIB-40-02 | EREFP10 | U40/RI02-V-04-A7-01 | Cable | Earthing | EARTH CABLE - Wire 35 RM mm² C2 --- 450/750 V --- Cu/PVC --- (Green / Yellow) (Drum No.: 1994514) | 1*35 | 1071-O2-EL-PO-024-6023-A0-0-002 | OPEN PACKING LIST | ABHAR WIRE & CABLE CO. | 135 | meter | 0 |  | ODCC-EL-IGC-0154 | IGC | 2021-09-18 | 135 | 135 | [49 empty] | 135
1559 | RIB-40-03 | EREFP10 | U40/RI03-V-04-A7-01 | Cable | Earthing | EARTH CABLE - Wire 35 RM mm² C2 --- 450/750 V --- Cu/PVC --- (Green / Yellow) (Drum No.: 1994514) | 1*35 | 1071-O2-EL-PO-024-6023-A0-0-002 | OPEN PACKING LIST | ABHAR WIRE & CABLE CO. | 185 | meter | 0 |  | ODCC-EL-IGC-0154 | IGC | 2021-09-18 | 185 | 185 | [49 empty] | 185
1560 | CR-40-01 | EREFP10 | U40/CR01-V-04-A7-01 | Cable | Earthing | EARTH CABLE - Wire 35 RM mm² C2 --- 450/750 V --- Cu/PVC --- (Green / Yellow) (Drum No.: 1994515) | 1*35 | 1071-O2-EL-PO-024-6023-A0-0-002 | OPEN PACKING LIST | ABHAR WIRE & CABLE CO. | 562 | meter | 0 | Drum Total: 1759 meter | ODCC-EL-IGC-0116 | IGC | 2021-06-10 | 562 | 562 | [49 empty] | 562
1561 | SS-40-05 | EREFP10 | U40/SS05-V-04-A7-01 | Cable | Earthing | EARTH CABLE - Wire 35 RM mm² C2 --- 450/750 V --- Cu/PVC --- (Green / Yellow) (Drum No.: 1994515) | 1*35 | 1071-O2-EL-PO-024-6023-A0-0-002 | OPEN PACKING LIST | ABHAR WIRE & CABLE CO. | 372 | meter | 0 |  | ODCC-EL-IGC-0116 | IGC | 2021-06-10 | 372 | 372 | [49 empty] | 372
1562 | SS-40-09 | EREFP10 | U40/SS09-V-04-A7-01 | Cable | Earthing | EARTH CABLE - Wire 35 RM mm² C2 --- 450/750 V --- Cu/PVC --- (Green / Yellow) (Drum No.: 1994515) | 1*35 | 1071-O2-EL-PO-024-6023-A0-0-002 | OPEN PACKING LIST | ABHAR WIRE & CABLE CO. | 382 | meter | 0 |  | ODCC-EL-IGC-0116 | IGC | 2021-06-10 | 382 | 382 | [49 empty] | 382
1563 | SS-40-03 | EREFP10 | U40/SS03-V-04-A7-01 | Cable | Earthing | EARTH CABLE - Wire 35 RM mm² C2 --- 450/750 V --- Cu/PVC --- (Green / Yellow) (Drum No.: 1994515) | 1*35 | 1071-O2-EL-PO-024-6023-A0-0-002 | OPEN PACKING LIST | ABHAR WIRE & CABLE CO. | 443 | meter | 0 |  | ODCC-EL-IGC-0116 | IGC | 2021-06-10 | 443 | 443 | [49 empty] | 443
1564 | CR-40-03 | EREFP10 | U40/CR03-V-04-A7-01 | Cable | Earthing | EARTH CABLE - Wire 35 RM mm² C2 --- 450/750 V --- Cu/PVC --- (Green / Yellow) (Drum No.: 1994513) | 1*35 | 1071-O2-EL-PO-024-6023-A0-0-002 | OPEN PACKING LIST | ABHAR WIRE & CABLE CO. | 566 | meter | 0 |  | ODCC-EL-IGC-0154 | IGC | 2021-09-18 | 566 | 566 | [49 empty] | 566
1565 | BD-40-02 | EREFP08 | U40/BD02-V-04-A5-01 | Cable | Earthing | EARTH CABLE - Wire 16 RM mm² C2 --- 450/750 V --- Cu/PVC --- (Green / Yellow) (Drum No.: 1994517) | 1*16 | 1071-O2-EL-PO-024-6023-A0-0-002 | OPEN PACKING LIST | ABHAR WIRE & CABLE CO. | 12 | meter | 0 | Drum Total: 603 meter | ODCC-EL-IGC-0154 | IGC | 2021-09-18 | 12 | 12 | [49 empty] | 12
1566 | BD-40-10 | EREFP08 | U40/BD10-V-04-A5-01 | Cable | Earthing | EARTH CABLE - Wire 16 RM mm² C2 --- 450/750 V --- Cu/PVC --- (Green / Yellow) (Drum No.: 1994517) | 1*16 | 1071-O2-EL-PO-024-6023-A0-0-002 | OPEN PACKING LIST | ABHAR WIRE & CABLE CO. | 102 | meter | 0 |  | ODCC-EL-IGC-0154 | IGC | 2021-09-18 | 102 | 102 | [49 empty] | 102
1567 | BD-40-11 | EREFP08 | U40/BD11-V-04-A5-01 | Cable | Earthing | EARTH CABLE - Wire 16 RM mm² C2 --- 450/750 V --- Cu/PVC --- (Green / Yellow) (Drum No.: 1994517) | 1*16 | 1071-O2-EL-PO-024-6023-A0-0-002 | OPEN PACKING LIST | ABHAR WIRE & CABLE CO. | 67 | meter | 0 |  | ODCC-EL-IGC-0154 | IGC | 2021-09-18 | 67 | 67 | [49 empty] | 67
1568 | BD-40-12 | EREFP08 | U40/BD12-V-04-A5-01 | Cable | Earthing | EARTH CABLE - Wire 16 RM mm² C2 --- 450/750 V --- Cu/PVC --- (Green / Yellow) (Drum No.: 1994517) | 1*16 | 1071-O2-EL-PO-024-6023-A0-0-002 | OPEN PACKING LIST | ABHAR WIRE & CABLE CO. | 12 | meter | 0 |  | ODCC-EL-IGC-0154 | IGC | 2021-09-18 | 12 | 12 | [49 empty] | 12
1569 | SS-40-04 | EREFP08 | U40/SS04-V-04-A5-01 | Cable | Earthing | EARTH CABLE - Wire 16 RM mm² C2 --- 450/750 V --- Cu/PVC --- (Green / Yellow) (Drum No.: 1994517) | 1*16 | 1071-O2-EL-PO-024-6023-A0-0-002 | OPEN PACKING LIST | ABHAR WIRE & CABLE CO. | 168 | meter | 0 |  | ODCC-EL-IGC-0154 | IGC | 2021-09-18 | 168 | 168 | [49 empty] | 168
1570 | SS-40-05 | EREFP08 | U40/SS05-V-04-A5-01 | Cable | Earthing | EARTH CABLE - Wire 16 RM mm² C2 --- 450/750 V --- Cu/PVC --- (Green / Yellow) (Drum No.: 1994517) | 1*16 | 1071-O2-EL-PO-024-6023-A0-0-002 | OPEN PACKING LIST | ABHAR WIRE & CABLE CO. | 77 | meter | 0 |  | ODCC-EL-IGC-0154 | IGC | 2021-09-18 | 77 | 77 | [49 empty] | 77
1571 | SS-40-09 | EREFP08 | U40/SS09-V-04-A5-01 | Cable | Earthing | EARTH CABLE - Wire 16 RM mm² C2 --- 450/750 V --- Cu/PVC --- (Green / Yellow) (Drum No.: 1994517) | 1*16 | 1071-O2-EL-PO-024-6023-A0-0-002 | OPEN PACKING LIST | ABHAR WIRE & CABLE CO. | 63 | meter | 0 |  | ODCC-EL-IGC-0154 | IGC | 2021-09-18 | 63 | 63 | [49 empty] | 63
1572 | SS-40-03 | EREFP08 | U40/SS03-V-04-A5-01 | Cable | Earthing | EARTH CABLE - Wire 16 RM mm² C2 --- 450/750 V --- Cu/PVC --- (Green / Yellow) (Drum No.: 1994517) | 1*16 | 1071-O2-EL-PO-024-6023-A0-0-002 | OPEN PACKING LIST | ABHAR WIRE & CABLE CO. | 102 | meter | 0 |  | ODCC-EL-IGC-0154 | IGC | 2021-09-18 | 102 | 102 | [49 empty] | 102
1573 | BD-40-02 | ECCQ1CCB0205ITH | U40/BD02-VV-01-4-A6-01 | Cable | LV | LV CABLE 3x25 RM (Ph) + 16 RM (E) mm² C2 --- 0.6/1 (1.2) kV --- Cu/PVC/Pet/PVC --- [Black] (Drum No.: 2992266) | 3*25+16 | 1071-O2-EL-PO-024-6023-A0-0-002 | OPEN PACKING LIST | ABHAR WIRE & CABLE CO. | 12 | meter | 0 | Drum Total: 910 meter | ODCC-EL-IGC-0111 | IGC | 2021-06-02 | 12 | 12 | MRV دارد | ODCC-EL-ARP-0048 | Abad Rahan | 2021-07-21 | 12 | 12 | [37 empty] | ODCC-EL-IGC-0005 | IGC | 2021-06-09 | 12 | 12 |  | 12
1574 | BD-40-10 | ECCQ1CCB0205ITH | U40/BD10-VV-01-4-A6-01 | Cable | LV | LV CABLE 3x25 RM (Ph) + 16 RM (E) mm² C2 --- 0.6/1 (1.2) kV --- Cu/PVC/Pet/PVC --- [Black] (Drum No.: 2992266) | 3*25+16 | 1071-O2-EL-PO-024-6023-A0-0-002 | OPEN PACKING LIST | ABHAR WIRE & CABLE CO. | 195 | meter | 0 |  | ODCC-EL-IGC-0111 | IGC | 2021-06-02 | 195 | 195 | MRV دارد | ODCC-EL-ARP-0048 | Abad Rahan | 2021-07-21 | 195 | 195 | [37 empty] | ODCC-EL-IGC-0005 | IGC | 2021-06-09 | 195 | 195 |  | 195
1575 | BD-40-11 | ECCQ1CCB0205ITH | U40/BD11-VV-01-4-A6-01 | Cable | LV | LV CABLE 3x25 RM (Ph) + 16 RM (E) mm² C2 --- 0.6/1 (1.2) kV --- Cu/PVC/Pet/PVC --- [Black] (Drum No.: 2992266) | 3*25+16 | 1071-O2-EL-PO-024-6023-A0-0-002 | OPEN PACKING LIST | ABHAR WIRE & CABLE CO. | 8 | meter | 0 |  | ODCC-EL-IGC-0111 | IGC | 2021-06-02 | 8 | 8 | MRV دارد | ODCC-EL-ARP-0048 | Abad Rahan | 2021-07-21 | 8 | 8 | [37 empty] | ODCC-EL-IGC-0005 | IGC | 2021-06-09 | 8 | 8 |  | 8
1576 | SS-40-04 | ECCQ1CCB0205ITH | U40/SS04-VV-01-4-A6-01 | Cable | LV | LV CABLE 3x25 RM (Ph) + 16 RM (E) mm² C2 --- 0.6/1 (1.2) kV --- Cu/PVC/Pet/PVC --- [Black] (Drum No.: 2992266) | 3*25+16 | 1071-O2-EL-PO-024-6023-A0-0-002 | OPEN PACKING LIST | ABHAR WIRE & CABLE CO. | 111 | meter | 0 |  | ODCC-EL-IGC-0111 | IGC | 2021-06-02 | 111 | 111 | [49 empty] | 111
1577 | SS-40-05 | ECCQ1CCB0205ITH | U40/SS05-VV-01-4-A6-01 | Cable | LV | LV CABLE 3x25 RM (Ph) + 16 RM (E) mm² C2 --- 0.6/1 (1.2) kV --- Cu/PVC/Pet/PVC --- [Black] (Drum No.: 2992266) | 3*25+16 | 1071-O2-EL-PO-024-6023-A0-0-002 | OPEN PACKING LIST | ABHAR WIRE & CABLE CO. | 176 | meter | 0 |  | ODCC-EL-IGC-0111 | IGC | 2021-06-02 | 176 | 176 | [49 empty] | 176
1578 | SS-40-09 | ECCQ1CCB0205ITH | U40/SS09-VV-01-4-A6-01 | Cable | LV | LV CABLE 3x25 RM (Ph) + 16 RM (E) mm² C2 --- 0.6/1 (1.2) kV --- Cu/PVC/Pet/PVC --- [Black] (Drum No.: 2992266) | 3*25+16 | 1071-O2-EL-PO-024-6023-A0-0-002 | OPEN PACKING LIST | ABHAR WIRE & CABLE CO. | 248 | meter | 0 |  | ODCC-EL-IGC-0111 | IGC | 2021-06-02 | 248 | 248 | [49 empty] | 248
1579 | SS-40-03 | ECCQ1CCB0205ITH | U40/SS03-VV-01-4-A6-01 | Cable | LV | LV CABLE 3x25 RM (Ph) + 16 RM (E) mm² C2 --- 0.6/1 (1.2) kV --- Cu/PVC/Pet/PVC --- [Black] (Drum No.: 2992266) | 3*25+16 | 1071-O2-EL-PO-024-6023-A0-0-002 | OPEN PACKING LIST | ABHAR WIRE & CABLE CO. | 160 | meter | 0 |  | ODCC-EL-IGC-0111 | IGC | 2021-06-02 | 160 | 160 | [49 empty] | 160
1580 | BD-40-02 | ECCQ1CCB0203DDD | U40/BD02-VV-01-3-A1-01 | Cable | LV | LV CABLE 3x2.5 RM mm² (1x2.5 (Ph) + 2.5 (N) + 2.5 (E)) C2 --- 0.6/1 (1.2) kV --- Cu/PVC/Pet/PVC --- [Black] (Drum No.: 1994375) | 3*2.5 | 1071-O2-EL-PO-024-6023-A0-0-002 | OPEN PACKING LIST | ABHAR WIRE & CABLE CO. | 22 | meter | 22 | Drum Total: 671 meter | [54 empty] | 0
1581 | BD-40-10 | ECCQ1CCB0203DDD | U40/BD10-VV-01-3-A1-01 | Cable | LV | LV CABLE 3x2.5 RM mm² (1x2.5 (Ph) + 2.5 (N) + 2.5 (E)) C2 --- 0.6/1 (1.2) kV --- Cu/PVC/Pet/PVC --- [Black] (Drum No.: 1994375) | 3*2.5 | 1071-O2-EL-PO-024-6023-A0-0-002 | OPEN PACKING LIST | ABHAR WIRE & CABLE CO. | 430 | meter | 430 | [55 empty] | 0
1582 | BD-40-11 | ECCQ1CCB0203DDD | U40/BD11-VV-01-3-A1-01 | Cable | LV | LV CABLE 3x2.5 RM mm² (1x2.5 (Ph) + 2.5 (N) + 2.5 (E)) C2 --- 0.6/1 (1.2) kV --- Cu/PVC/Pet/PVC --- [Black] (Drum No.: 1994375) | 3*2.5 | 1071-O2-EL-PO-024-6023-A0-0-002 | OPEN PACKING LIST | ABHAR WIRE & CABLE CO. | 50 | meter | 50 | [55 empty] | 0
1583 | BD-40-12 | ECCQ1CCB0203DDD | U40/BD12-VV-01-3-A1-01 | Cable | LV | LV CABLE 3x2.5 RM mm² (1x2.5 (Ph) + 2.5 (N) + 2.5 (E)) C2 --- 0.6/1 (1.2) kV --- Cu/PVC/Pet/PVC --- [Black] (Drum No.: 1994375) | 3*2.5 | 1071-O2-EL-PO-024-6023-A0-0-002 | OPEN PACKING LIST | ABHAR WIRE & CABLE CO. | 30 | meter | 30 | [55 empty] | 0
1584 | RIB-40-03 | ECCQ1CCB0203DDD | U40/RI03-VV-01-3-A1-01 | Cable | LV | LV CABLE 3x2.5 RM mm² (1x2.5 (Ph) + 2.5 (N) + 2.5 (E)) C2 --- 0.6/1 (1.2) kV --- Cu/PVC/Pet/PVC --- [Black] (Drum No.: 1994375) | 3*2.5 | 1071-O2-EL-PO-024-6023-A0-0-002 | OPEN PACKING LIST | ABHAR WIRE & CABLE CO. | 120 | meter | 120 | [55 empty] | 0
1585 | CR-40-02 | ECCQ1CCB0203DDD | U40/CR02-VV-01-3-A1-01 | Cable | LV | LV CABLE 3x2.5 RM mm² (1x2.5 (Ph) + 2.5 (N) + 2.5 (E)) C2 --- 0.6/1 (1.2) kV --- Cu/PVC/Pet/PVC --- [Black] (Drum No.: 1994372) | 3*2.5 | 1071-O2-EL-PO-024-6023-A0-0-002 | OPEN PACKING LIST | ABHAR WIRE & CABLE CO. | 412 | meter | 0 |  | ODCC-EL-IGC-0076 | IGC | 2021-03-02 | 412 | 412 | [49 empty] | 412
1586 | CR-40-03 | ECCQ1CCB0203DDD | U40/CR03-VV-01-3-A1-01 | Cable | LV | LV CABLE 3x2.5 RM mm² (1x2.5 (Ph) + 2.5 (N) + 2.5 (E)) C2 --- 0.6/1 (1.2) kV --- Cu/PVC/Pet/PVC --- [Black] (Drum No.: 1994373) | 3*2.5 | 1071-O2-EL-PO-024-6023-A0-0-002 | OPEN PACKING LIST | ABHAR WIRE & CABLE CO. | 509 | meter | 0 |  | ODCC-EL-IGC-0072 | IGC | 2021-02-20 | 509 | 509 | [49 empty] | 509
1587 | SS-40-04 | ECCQ1CCB0203DDD | U40/SS04-VV-01-3-A1-01 | Cable | LV | LV CABLE 3x2.5 RM mm² (1x2.5 (Ph) + 2.5 (N) + 2.5 (E)) C2 --- 0.6/1 (1.2) kV --- Cu/PVC/Pet/PVC --- [Black] (Drum No.: 1994371) | 3*2.5 | 1071-O2-EL-PO-024-6023-A0-0-002 | OPEN PACKING LIST | ABHAR WIRE & CABLE CO. | 1041 | meter | 0 |  | ODCC-EL-IGC-0082 | IGC | 2021-04-04 | 1041 | 1041 | [49 empty] | 1041
1588 | SS-40-05 | ECCQ1CCB0203DDD | U40/SS05-VV-01-3-A1-01 | Cable | LV | LV CABLE 3x2.5 RM mm² (1x2.5 (Ph) + 2.5 (N) + 2.5 (E)) C2 --- 0.6/1 (1.2) kV --- Cu/PVC/Pet/PVC --- [Black] (Drum No.: 1994368) | 3*2.5 | 1071-O2-EL-PO-024-6023-A0-0-002 | OPEN PACKING LIST | ABHAR WIRE & CABLE CO. | 905 | meter | 0 |  | ODCC-EL-IGC-0072 | IGC | 2021-02-20 | 905 | 905 | [49 empty] | 905
1589 | SS-40-09 | ECCQ1CCB0203DDD | U40/SS09-VV-01-3-A1-01 | Cable | LV | LV CABLE 3x2.5 RM mm² (1x2.5 (Ph) + 2.5 (N) + 2.5 (E)) C2 --- 0.6/1 (1.2) kV --- Cu/PVC/Pet/PVC --- [Black] (Drum No.: 1994369) | 3*2.5 | 1071-O2-EL-PO-024-6023-A0-0-002 | OPEN PACKING LIST | ABHAR WIRE & CABLE CO. | 905 | meter | 0 |  | ODCC-EL-IGC-0072 | IGC | 2021-02-20 | 905 | 905 | [49 empty] | 905
1590 | SS-40-03 | ECCQ1CCB0203DDD | U40/SS03-VV-01-3-A1-01 | Cable | LV | LV CABLE 3x2.5 RM mm² (1x2.5 (Ph) + 2.5 (N) + 2.5 (E)) C2 --- 0.6/1 (1.2) kV --- Cu/PVC/Pet/PVC --- [Black] (Drum No.: 1994370) | 3*2.5 | 1071-O2-EL-PO-024-6023-A0-0-002 | OPEN PACKING LIST | ABHAR WIRE & CABLE CO. | 990 | meter | 0 |  | ODCC-EL-IGC-0113 | IGC | 2021-06-04 | 990 | 990 | [49 empty] | 990
1591 | CR-40-01 | ECCQ1CCB0203DDD | U40/CR01-VV-01-3-A1-01 | Cable | LV | LV CABLE 3x2.5 RM mm² (1x2.5 (Ph) + 2.5 (N) + 2.5 (E)) C2 --- 0.6/1 (1.2) kV --- Cu/PVC/Pet/PVC --- [Black] (Drum No.: 1994374) | 3*2.5 | 1071-O2-EL-PO-024-6023-A0-0-002 | OPEN PACKING LIST | ABHAR WIRE & CABLE CO. | 607 | meter | 0 |  | ODCC-EL-IGC-0072 | IGC | 2021-02-20 | 607 | 607 | [49 empty] | 607
1592 | BD-40-02 | ECCT1CCB1104HHT | U40/BD02-XLSV-01-4-A5-01 | Cable | LV | LV CABLE 4x16 RM mm² (3x16 (Ph) + 16 (N)) C2 --- 0.6/1 (1.2) kV --- Cu/XLPE/Pet/Bd/LSh/PVC/SWAT/PVC --- [Black] (Drum No.: 1994308) | 4*16 | 1071-O2-EL-PO-024-6023-A0-0-002 | OPEN PACKING LIST | ABHAR WIRE & CABLE CO. | 319 | meter | 319 | [55 empty] | 0
1593 | BD-40-02 | ECCT1CCB1103FTT | U40/BD02-XLSV-01-3-A3-01 | Cable | LV | LV CABLE 3x6 RM mm² (1x6 (Ph) + 6 (N) + 6 (E)) C2 --- 0.6/1 (1.2) kV --- Cu/XLPE/Pet/Bd/LSh/PVC/SWAT/PVC --- [Black] (Drum No.: 1994580) | 3*6 | 1071-O2-EL-PO-024-6023-A0-0-002 | OPEN PACKING LIST | ABHAR WIRE & CABLE CO. | 101 | meter | 101 | [55 empty] | 0
1594 | BD-40-12 | ECCQ1CCB0204ETE | U40/BD12-VV-01-4-A2-01 | Cable | LV | LV CABLE 4x4 RM mm² (3x4 (Ph) + 4 (E)) C2 --- 0.6/1 (1.2) kV --- Cu/PVC/Pet/PVC --- [Black] (Drum No.: 1994570) | 4*4 | 1071-O2-EL-PO-024-6023-A0-0-002 | OPEN PACKING LIST | ABHAR WIRE & CABLE CO. | 283 | meter | 283 | [55 empty] | 0
1595 | BD-40-11 | ECCQ1CCB0204ETE | U40/BD11-VV-01-4-A2-01 | Cable | LV | LV CABLE 4x4 RM mm² (3x4 (Ph) + 4 (E)) C2 --- 0.6/1 (1.2) kV --- Cu/PVC/Pet/PVC --- [Black] (Drum No.: 1994571) | 4*4 | 1071-O2-EL-PO-024-6023-A0-0-002 | OPEN PACKING LIST | ABHAR WIRE & CABLE CO. | 46 | meter | 46 | [55 empty] | 0
1596 | BD-40-10 | ECCQ1CCB0204ETE | U40/BD10-VV-01-4-A2-01 | Cable | LV | LV CABLE 4x4 RM mm² (3x4 (Ph) + 4 (E)) C2 --- 0.6/1 (1.2) kV --- Cu/PVC/Pet/PVC --- [Black] (Drum No.: 1994572) | 4*4 | 1071-O2-EL-PO-024-6023-A0-0-002 | OPEN PACKING LIST | ABHAR WIRE & CABLE CO. | 571 | meter | 571 | [55 empty] | 0
1597 | BD-40-10 | ECCQ1CCB0203FFF | U40/BD10-VV-01-3-A3-01 | Cable | LV | LV CABLE 3x6 RM mm² (1x6 (Ph) + 6 (N) + 6 (E)) C2 --- 0.6/1 (1.2) kV --- Cu/PVC/Pet/PVC --- [Black] (Drum No.: 1994612) | 3*6 | 1071-O2-EL-PO-024-6023-A0-0-002 | OPEN PACKING LIST | ABHAR WIRE & CABLE CO. | 226 | meter | 226 | [55 empty] | 0
1598 | BD-40-10 | ETTL1CA1D203 |  | TRAY/LADDER | Ladder | Cable Ladder, Straight Form, Hot Dip Galvanized (Galvanized After Punching & Bending , With Average Thickness 75 Micron as per ASTM A123 or ISO 1461), Minimum Thickness 2 mm, Average Value of Load Calculation as manufacture's standard, Length 3 m, Width 400 mm, 100 mm Height, 200 mm Rung Spacing, Metal Sheet Thickness of Rung 2 mm (C-Profile), with 2 Inside Return Bends at the Edge of Cable Ladder. | 400*100 | 1071-O2- EL-PO-003-6008-A0-1-004 | OPEN PACKING LIST | Toseye Sanayeh Petro Foolad Gharb | 65 | PCS | 0 | * | ODCC-EL-IGC-0168 | IGC | 2021-06-06 | 21 | 21 | SS-48-05 | ODCC-EL-ARP-0082 | Abad Rahan | 2022-01-22 | 44 | 44 | [43 empty] | 65
1599 | 61 | ETTL1CA1D210 |  | TRAY/LADDER | Ladder | Cable Ladder, Straight Form, Hot Dip Galvanized (Galvanized After Punching & Bending , With Average Thickness 75 Micron as per ASTM A123 or ISO 1461), Minimum Thickness 2 mm, Average Value of Load Calculation as manufacture's standard, Length 3 m, Width 400 mm, 100 mm Height, 200 mm Rung Spacing, Metal Sheet Thickness of Rung 2 mm (C-Profile), with 2 Inside Return Bends at the Edge of Cable Ladder Complete with Cover Plate made from the same material of ladder with minimum thickness 1.5 mm & Fixings Clip. | 400*100 | 1071-O2- EL-PO-003-6008-A0-1-004 | OPEN PACKING LIST | Toseye Sanayeh Petro Foolad Gharb | 5 | PCS | 2 |  | ODCC-EL-ARP-0074 | Abad Rahan | 2021-05-18 | 3 | 3 | manual | [48 empty] | 3
1600 | 61 | ETTL1CA1D200 |  | TRAY/LADDER | Ladder | Cable Ladder, Straight Form, Hot Dip Galvanized (Galvanized After Punching & Bending , With Average Thickness 75 Micron as per ASTM A123 or ISO 1461), Minimum Thickness 2 mm, Average Value of Load Calculation as manufacture's standard, Length 3 m, Width 400 mm, 100 mm Height, 200 mm Rung Spacing, Metal Sheet Thickness of Rung 2 mm (C-Profile), with 2 Inside Return Bends at the Edge of Cable Ladder. | 400*100 | 1071-O2- EL-PO-003-6008-A0-1-004 | OPEN PACKING LIST | Toseye Sanayeh Petro Foolad Gharb | 14 | PCS | 2 |  | ODCC-EL-ARP-0074 | Abad Rahan | 2021-05-18 | 12 | 12 | manual | [48 empty] | 12
1601 | SS-40-05 | ETTL1CA1D213 |  | TRAY/LADDER | Ladder | Cable Ladder, Straight Form, Hot Dip Galvanized (Galvanized After Punching & Bending with Hot Dip Galvanized, With Average Thickness 80 Micron as per ASTM A123 or ISO 1461), Suitable Thickness as per Vendor Standard (Minimum 2 mm), Average Value of Load Calculation shall be Equal to 200 Kg, Length 3 m, Width 400 mm, 100 mm Height, 200 mm Rung Spacing, Metal Sheet Thickness of Rung 2 mm (C-Profile), with Inside Return Bends at the Edge of Cable Ladder Complete with Cover Plate & Fixings Clip. | 400*100 | 1071-O2- EL-PO-003-6008-A0-1-004 | OPEN PACKING LIST | Toseye Sanayeh Petro Foolad Gharb | 20 | PCS | 0 |  | ODCC-EL-IGC-0188 | IGC | 2021-04-25 | 20 | 20 | manual | [48 empty] | 20
1602 | 35 | ETTL1CV3W210 |  | TRAY/LADDER | Horizontal Elbow | Horizental Elbow 90o(L-type), Punched, Hot Dip Galvanized (Galvanized After Punching & Bending, With Average Thickness 75 Micron as per ASTM A123 or ISO 1461), Minimum Thickness 2 mm, Width 700 mm, 100 mm Height, Junction Raduis 600mm, with 2 Inside Return Bends at the Edge Complete with Cover Plate made from the same material of ladder with minimum thickness 1.5 mm & Fixings Clip, Suitable for Item No.1. | 700*100 | 1071-O2- EL-PO-003-6008-A0-1-004 | OPEN PACKING LIST | Toseye Sanayeh Petro Foolad Gharb | 30 | PCS | 0 |  | ODCC-EL-ARP-0066 | Abad Rahan | 2021-11-25 | 30 | 30 | MIV-0077=Cover | [48 empty] | 30
1603 | 35 | ETTL1CF1W210 |  | TRAY/LADDER | Adjustable Inside Riser | Adjustable Vertical Inside Riser, Punched, Hot Dip Galvanized (Galvanized After Punching & Bending , With Average Thickness 75 Micron as per ASTM A123 or ISO 1461), Minimum Thickness 2 mm, Width 700 mm, 100 mm Height, with 2 Inside Return Bends at the Edge Complete with Cover Plate made from the same material of ladder with minimum thickness 1.5 mm & Fixings Clip, Suitable for Item No.1. | 700*100 | 1071-O2- EL-PO-003-6008-A0-1-004 | OPEN PACKING LIST | Toseye Sanayeh Petro Foolad Gharb | 14 | PCS | 0 |  | ODCC-EL-ARP-0066 | Abad Rahan | 2021-11-25 | 14 | 14 | [49 empty] | 14
1604 | 35 | ETTL1CG1W210 |  | TRAY/LADDER | Adjustable Outside Riser | Adjustable Vertical Ouside Riser, Punched, Hot Dip Galvanized (Galvanized After Punching & Bending, With Average Thickness 75 Micron as per ASTM A123 or ISO 1461), Minimum Thickness 2 mm, Width 700 mm, 100 mm Height, with 2 Inside Return Bends at the Edge Complete with Cover Plate made from the same material of ladder with minimum thickness 1.5 mm & Fixings Clip, Suitable for Item No.1. | 700*100 | 1071-O2- EL-PO-003-6008-A0-1-004 | OPEN PACKING LIST | Toseye Sanayeh Petro Foolad Gharb | 14 | PCS | 0 |  | ODCC-EL-ARP-0066 | Abad Rahan | 2021-11-25 | 14 | 14 | [49 empty] | 14
1605 | 35 | ETTL1CG3W210 |  | TRAY/LADDER | Adjustable Outside Riser | Adjustable Vertical Ouside Riser 45o, Punched, Hot Dip Galvanized (Galvanized After Punching & Bending, With Average Thickness 75 Micron as per ASTM A123 or ISO 1461), Minimum Thickness 2 mm, Width 700 mm, 100 mm Height, with 2 Inside Return Bends at the Edge Complete with Cover Plate made from the same material of ladder with minimum thickness 1.5 mm & Fixings Clip, Suitable for Item No.1. | 700*100 | 1071-O2- EL-PO-003-6008-A0-1-004 | OPEN PACKING LIST | Toseye Sanayeh Petro Foolad Gharb | 3 | PCS | 0 |  | ODCC-EL-ARP-0066 | Abad Rahan | 2021-11-25 | 3 | 3 | [49 empty] | 3
1606 | 35 | ETTL1CF3W210 |  | TRAY/LADDER | Adjustable Inside Riser | Adjustable Vertical Inside Riser 45o, Punched, Hot Dip Galvanized (Galvanized After Punching & Bending, With Average Thickness 75 Micron as per ASTM A123 or ISO 1461), Minimum Thickness 2 mm, Width 700 mm, 100 mm Height, with 2 Inside Return Bends at the Edge Complete with Cover Plate made from the same material of ladder with minimum thickness 1.5 mm & Fixings Clip, Suitable for Item No.1. | 700*100 | 1071-O2- EL-PO-003-6008-A0-1-004 | OPEN PACKING LIST | Toseye Sanayeh Petro Foolad Gharb | 3 | PCS | 0 |  | ODCC-EL-ARP-0066 | Abad Rahan | 2021-11-25 | 3 | 3 | [49 empty] | 3
1607 | 35 | ETTL1CW5W210 |  | TRAY/LADDER | Horizontal tee | Horizental TEE (Equal) Connection, Punched, Hot Dip Galvanized (Galvanized After Punching & Bending, With Average Thickness 75 Micron as per ASTM A123 or ISO 1461), Minimum Thickness 2 mm, Width 700 mm, 100 mm Height, Junction Raduis 600mm, with 2 Inside Return Bends at the Edge Complete with Cover Plate made from the same material of ladder with minimum thickness 1.5 mm & Fixings Clip, Suitable for Item No.1. | 700*100 | 1071-O2- EL-PO-003-6008-A0-1-004 | OPEN PACKING LIST | Toseye Sanayeh Petro Foolad Gharb | 2 | PCS | 0 |  | ODCC-EL-ARP-0066 | Abad Rahan | 2021-11-25 | 2 | 2 | [49 empty] | 2
1608 | 35 | EXBJCJ2 |  | TRAY/LADDER | End Plate | End Plate., Width 700 mm, 100 mm Height | 700*100 | 1071-O2- EL-PO-003-6008-A0-1-004 | OPEN PACKING LIST | Toseye Sanayeh Petro Foolad Gharb | 3 | PCS | 0 |  | ODCC-EL-ARP-0066 | Abad Rahan | 2021-11-25 | 3 | 3 | [49 empty] | 3
1609 | BD-40-10 | ETTL1CV3W200 |  | TRAY/LADDER | Horizontal Elbow | Horizental Elbow 90o(L-type), Punched, Hot Dip Galvanized (Galvanized After Punching & Bending, With Average Thickness 75 Micron as per ASTM A123 or ISO 1461), Minimum Thickness 2 mm, Width 750 mm, 100 mm Height, Junction Radius 400mm, with 2 Inside Return Bends at the Edge, Suitable for Item No. 1. | 750*100 | 1071-O2- EL-PO-003-6008-A0-1-004 | OPEN PACKING LIST | Toseye Sanayeh Petro Foolad Gharb | 4 | PCS | 0 |  | ODCC-EL-ARP-0082 | Abad Rahan | 2022-01-22 | 4 | 4 | [49 empty] | 4
1610 | BD-40-10 | ETTL1CV3D200 |  | TRAY/LADDER | Horizontal Elbow | Horizental Elbow 90o(L-type or D-type), Punched, Hot Dip Galvanized (Galvanized After Punching & Bending, With Average Thickness 75 Micron as per ASTM A123 or ISO 1461), Minimum Thickness 2 mm, Width 400 mm, 100 mm Height, Junction Radius 300mm, with 2 Inside Return Bends at the Edge, Suitable for Item No. 2. | 400*100 | 1071-O2- EL-PO-003-6008-A0-1-004 | OPEN PACKING LIST | Toseye Sanayeh Petro Foolad Gharb | 5 | PCS | 0 |  | ODCC-EL-ARP-0082 | Abad Rahan | 2022-01-22 | 5 | 5 | [49 empty] | 5
1611 | BD-40-10 | EXBJCJ2 |  | TRAY/LADDER | End Plate | End Plate., Width 700 mm, 100 mm Height | 700*100 | 1071-O2- EL-PO-003-6008-A0-1-004 | OPEN PACKING LIST | Toseye Sanayeh Petro Foolad Gharb | 7 | PCS | 0 |  | ODCC-EL-ARP-0082 | Abad Rahan | 2022-01-22 | 7 | 7 | [49 empty] | 7
1612 | BD-40-10 | EXBJCD2 |  | TRAY/LADDER | End Plate | End Plate., Width 400 mm, 100 mm Height | 400*100 | 1071-O2- EL-PO-003-6008-A0-1-004 | OPEN PACKING LIST | Toseye Sanayeh Petro Foolad Gharb | 12 | PCS | 0 |  | ODCC-EL-ARP-0082 | Abad Rahan | 2022-01-22 | 12 | 12 | [49 empty] | 12
1613 | 41 | ETTL1CG1B510 |  | TRAY/LADDER | Adjustable Outside Riser | Adjustable Vertical Outside Riser, Punched, Hot Dip Galvanized (Galvanized After Punching & Bending , With Average Thickness 75 Micron as per ASTM A123 or ISO 1461), Minimum Thickness 2 mm, Width 200 mm, 50 mm Height, with 2 Inside Return Bends at the Edge Complete with Cover Plate made from the same material of ladder with minimum thickness 1.5 mm & Fixings Clip, Suitable for Item No. 1. | 200*50 | 1071-O2- EL-PO-003-6008-A0-1-004 | OPEN PACKING LIST | Toseye Sanayeh Petro Foolad Gharb | 4 | PCS | 4 | [55 empty] | 0
1614 | 41 | ETTL1CF1B510 |  | TRAY/LADDER | Adjustable Inside Riser | Adjustable Vertical Inside Riser, Punched, Hot Dip Galvanized (Galvanized After Punching & Bending , With Average Thickness 75 Micron as per ASTM A123 or ISO 1461), Minimum Thickness 2 mm, Width 200 mm, 50 mm Height, with 2 Inside Return Bends at the Edge Complete with Cover Plate made from the same material of ladder with minimum thickness 1.5 mm & Fixings Clip, Suitable for Item No. 1. | 200*50 | 1071-O2- EL-PO-003-6008-A0-1-004 | OPEN PACKING LIST | Toseye Sanayeh Petro Foolad Gharb | 4 | PCS | 4 | [55 empty] | 0
1615 | 41 | ETTL1CG1D510 |  | TRAY/LADDER | Adjustable Outside Riser | Adjustable Vertical Outside Riser, Punched, Hot Dip Galvanized (Galvanized After Punching & Bending , With Average Thickness 75 Micron as per ASTM A123 or ISO 1461), Minimum Thickness 2 mm, Width 400 mm, 50 mm Height, with 2 Inside Return Bends at the Edge Complete with Cover Plate made from the same material of ladder with minimum thickness 1.5 mm & Fixings Clip, Suitable for Item No. 2. | 400*50 | 1071-O2- EL-PO-003-6008-A0-1-004 | OPEN PACKING LIST | Toseye Sanayeh Petro Foolad Gharb | 6 | PCS | 6 | [55 empty] | 0
1616 | 41 | ETTL1CF1D510 |  | TRAY/LADDER | Adjustable Inside Riser | Adjustable Vertical Inside Riser, Punched, Hot Dip Galvanized (Galvanized After Punching & Bending , With Average Thickness 75 Micron as per ASTM A123 or ISO 1461), Minimum Thickness 2 mm, Width 400 mm, 50 mm Height, with 2 Inside Return Bends at the Edge Complete with Cover Plate made from the same material of ladder with minimum thickness 1.5 mm & Fixings Clip, Suitable for Item No. 2. | 400*50 | 1071-O2- EL-PO-003-6008-A0-1-004 | OPEN PACKING LIST | Toseye Sanayeh Petro Foolad Gharb | 5 | PCS | 5 | [55 empty] | 0
1617 | 41 | ETTL1CW5D510 |  | TRAY/LADDER | Horizontal tee | Horizental TEE (Equal) Connection, Punched, Hot Dip Galvanized (Galvanized After Punching & Bending, With Average Thickness 75 Micron as per ASTM A123 or ISO 1461), Minimum Thickness 2 mm, Width 400 mm, 50 mm Height, Junction Radius 600mm, with 2 Inside Return Bends at the Edge Complete with Cover Plate made from the same material of ladder with minimum thickness 1.5 mm & Fixings Clip, Suitable for Item No. 2. | 400*50 | 1071-O2- EL-PO-003-6008-A0-1-004 | OPEN PACKING LIST | Toseye Sanayeh Petro Foolad Gharb | 2 | PCS | 2 | [55 empty] | 0
1618 | 41 | ETTL1CV3B510 |  | TRAY/LADDER | Horizontal Elbow | Horizental Elbow 90o(L-type), Punched, Hot Dip Galvanized (Galvanized After Punching & Bending, With Average Thickness 75 Micron as per ASTM A123 or ISO 1461), Minimum Thickness 2 mm, Width 200 mm, 50 mm Height, Junction Radius 600mm, with 2 Inside Return Bends at the Edge Complete with Cover Plate made from the same material of ladder with minimum thickness 1.5 mm & Fixings Clip, Suitable for Item No. 1. | 200*50 | 1071-O2- EL-PO-003-6008-A0-1-004 | OPEN PACKING LIST | Toseye Sanayeh Petro Foolad Gharb | 3 | PCS | 3 | [55 empty] | 0
1619 | 41 | ETTL1CV3D510 |  | TRAY/LADDER | Horizontal Elbow | Horizental Elbow 90o(L-type), Punched, Hot Dip Galvanized (Galvanized After Punching & Bending, With Average Thickness 75 Micron as per ASTM A123 or ISO 1461), Minimum Thickness 2 mm, Width 400 mm, 50 mm Height, Junction Radius 600mm, with 2 Inside Return Bends at the Edge Complete with Cover Plate made from the same material of ladder with minimum thickness 1.5 mm & Fixings Clip, Suitable for Item No. 2. | 400*50 | 1071-O2- EL-PO-003-6008-A0-1-004 | OPEN PACKING LIST | Toseye Sanayeh Petro Foolad Gharb | 3 | PCS | 3 | [55 empty] | 0
1620 | 41 | ETTL1CT1N510 |  | TRAY/LADDER | Horizontal Reducer | Horizental Reducer(400 to 200)(Straight), Punched, Hot Dip Galvanized (Galvanized After Punching & Bending , With Average Thickness 75 Micron as per ASTM A123 or ISO 1461), Minimum Thickness 2 mm, Length 600 mm, 50 mm Height, with 2 Inside Return Bends at the Edge Complete with Cover Plate made from the same material of ladder with minimum thickness 1.5 mm & Fixings Clip. | 400 to 200 | 1071-O2- EL-PO-003-6008-A0-1-004 | OPEN PACKING LIST | Toseye Sanayeh Petro Foolad Gharb | 2 | PCS | 2 | [55 empty] | 0
1621 | 41 | EXBJCB5 |  | TRAY/LADDER | End Plate | End Plate., Width 200 mm, 50 mm Height | 200*50 | 1071-O2- EL-PO-003-6008-A0-1-004 | OPEN PACKING LIST | Toseye Sanayeh Petro Foolad Gharb | 2 | PCS | 2 | [55 empty] | 0
1622 | 41 | EXBJCD5 |  | TRAY/LADDER | End Plate | End Plate., Width 400 mm, 50 mm Height | 400*50 | 1071-O2- EL-PO-003-6008-A0-1-004 | OPEN PACKING LIST | Toseye Sanayeh Petro Foolad Gharb | 2 | PCS | 2 | [55 empty] | 0
1623 | 42 | ETTL1CG3C210 |  | TRAY/LADDER | Adjustable Outside Riser | Adjustable Vertical Ouside Riser 45°, Punched, Hot Dip Galvanized (Galvanized After Punching & Bending, With Average Thickness 75 Micron as per ASTM A123 or ISO 1461), Minimum Thickness 2 mm, Width 300 mm, 100 mm Height, with 2 Inside Return Bends at the Edge Complete with Cover Plate made from the same material of ladder with minimum thickness 1.5 mm & Fixings Clip, Suitable for Item No. 02. | 300*100 | 1071-O2- EL-PO-003-6008-A0-1-004 | OPEN PACKING LIST | Toseye Sanayeh Petro Foolad Gharb | 2 | PCS | 0 |  | ODCC-EL-ARP-0028 | Abad Rahan | 2021-05-25 | 2 | 2 | [49 empty] | 2
1624 | 42 | ETTL1CF1C210 |  | TRAY/LADDER | Adjustable Inside Riser | Adjustable Vertical Inside Riser, Punched, Hot Dip Galvanized (Galvanized After Punching & Bending , With Average Thickness 75 Micron as per ASTM A123 or ISO 1461), Minimum Thickness 2 mm, Width 300 mm, 100 mm Height, with 2 Inside Return Bends at the Edge Complete with Cover Plate made from the same material of ladder with minimum thickness 1.5 mm & Fixings Clip, Suitable for Item No. 02. | 300*100 | 1071-O2- EL-PO-003-6008-A0-1-004 | OPEN PACKING LIST | Toseye Sanayeh Petro Foolad Gharb | 10 | PCS | 0 |  | ODCC-EL-ARP-0028 | Abad Rahan | 2021-05-25 | 10 | 10 | [49 empty] | 10
1625 | 42 | ETTL1CV3C210 |  | TRAY/LADDER | Horizontal Elbow | Horizental Elbow 90o(L-type or D-type), Punched, Hot Dip Galvanized (Galvanized After Punching & Bending, With Average Thickness 75 Micron as per ASTM A123 or ISO 1461), Minimum Thickness 2 mm, Width 300 mm, 100 mm Height, Junction Radius 300mm, with 2 Inside Return Bends at the Edge Complete with Cover Plate made from the same material of ladder with minimum thickness 1.5 mm & Fixings Clip, Suitable for Item No. 02. | 300*100 | 1071-O2- EL-PO-003-6008-A0-1-004 | OPEN PACKING LIST | Toseye Sanayeh Petro Foolad Gharb | 2 | PCS | 0 |  | ODCC-EL-ARP-0028 | Abad Rahan | 2021-05-25 | 2 | 2 | [49 empty] | 2
1626 | 42 | EXBJCC2 |  | TRAY/LADDER | End Plate | End Plate., Width 300 mm, 100 mm Height | 300*100 | 1071-O2- EL-PO-003-6008-A0-1-004 | OPEN PACKING LIST | Toseye Sanayeh Petro Foolad Gharb | 5 | PCS | 0 |  | ODCC-EL-ARP-0028 | Abad Rahan | 2021-05-25 | 5 | 5 | [49 empty] | 5
1627 | 43 | ETTL1CG1B510 |  | TRAY/LADDER | Adjustable Outside Riser | Adjustable Vertical Outside Riser, Punched, Hot Dip Galvanized (Galvanized After Punching & Bending , With Average Thickness 75 Micron as per ASTM A123 or ISO 1461), Minimum Thickness 2 mm, Width 200 mm, 50 mm Height, with 2 Inside Return Bends at the Edge Complete with Cover Plate made from the same material of ladder with minimum thickness 1.5 mm & Fixings Clip, Suitable for Item No. 1. | 200*50 | 1071-O2- EL-PO-003-6008-A0-1-004 | OPEN PACKING LIST | Toseye Sanayeh Petro Foolad Gharb | 2 | PCS | 0 |  | ODCC-EL-ARP-0074 | Abad Rahan | 2021-06-27 | 2 | 2 | manual | [48 empty] | 2
1628 | 43 | ETTL1CV3B510 |  | TRAY/LADDER | Horizontal Elbow | Horizental Elbow 90o(L-type), Punched, Hot Dip Galvanized (Galvanized After Punching & Bending, With Average Thickness 75 Micron as per ASTM A123 or ISO 1461), Minimum Thickness 2 mm, Width 200 mm, 50 mm Height, Junction Radius 600mm, with 2 Inside Return Bends at the Edge Complete with Cover Plate made from the same material of ladder with minimum thickness 1.5 mm & Fixings Clip, Suitable for Item No. 1. | 200*50 | 1071-O2- EL-PO-003-6008-A0-1-004 | OPEN PACKING LIST | Toseye Sanayeh Petro Foolad Gharb | 2 | PCS | 1 |  | ODCC-EL-ARP-0074 | Abad Rahan | 2021-06-27 | 1 | 1 | manual | [48 empty] | 1
1629 | 43 | EXBJCB5 |  | TRAY/LADDER | End Plate | End Plate., Width 200 mm, 50 mm Height | 200*50 | 1071-O2- EL-PO-003-6008-A0-1-004 | OPEN PACKING LIST | Toseye Sanayeh Petro Foolad Gharb | 2 | PCS | 0 |  | ODCC-EL-ARP-0074 | Abad Rahan | 2021-06-27 | 2 | 2 | manual | [48 empty] | 2
1630 | 44 | ETTL1CG1D510 |  | TRAY/LADDER | Adjustable Outside Riser | Adjustable Vertical Outside Riser, Punched, Hot Dip Galvanized (Galvanized After Punching & Bending , With Average Thickness 75 Micron as per ASTM A123 or ISO 1461), Minimum Thickness 2 mm, Width 400 mm, 50 mm Height, with 2 Inside Return Bends at the Edge Complete with Cover Plate made from the same material of ladder with minimum thickness 1.5 mm & Fixings Clip, Suitable for Item No. 2. | 400*50 | 1071-O2- EL-PO-003-6008-A0-1-004 | OPEN PACKING LIST | Toseye Sanayeh Petro Foolad Gharb | 2 | PCS | 0 |  | ODCC-EL-ARP-0074 | Abad Rahan | 2021-04-27 | 2 | 2 | manual | [48 empty] | 2
1631 | 44 | EXBJCD5 |  | TRAY/LADDER | End Plate | End Plate., Width 400 mm, 50 mm Height | 400*50 | 1071-O2- EL-PO-003-6008-A0-1-004 | OPEN PACKING LIST | Toseye Sanayeh Petro Foolad Gharb | 2 | PCS | 0 |  | ODCC-EL-ARP-0074 | Abad Rahan | 2021-04-27 | 2 | 2 | manual | [48 empty] | 2
1632 | 44 | EXBJCB5 |  | TRAY/LADDER | End Plate | End Plate., Width 200 mm, 50 mm Height | 200*50 | 1071-O2- EL-PO-003-6008-A0-1-004 | OPEN PACKING LIST | Toseye Sanayeh Petro Foolad Gharb | 2 | PCS | 1 |  | ODCC-EL-ARP-0074 | Abad Rahan | 2021-04-25 | 1 | 1 | manual | [48 empty] | 1
1633 | SS-40-03 | ETTL1CF1F200 |  | TRAY/LADDER | Adjustable Inside Riser | Adjustable Vertical Inside Riser, Punched, Hot Dip Galvanized (Galvanized After Punching & Bending , With Average Thickness 75 Micron as per ASTM A123 or ISO 1461), Minimum Thickness 2 mm, Width 600 mm, 100 mm Height, with 2 Inside Return Bends at the Edge,Suitable for Item No. 01. | 600*100 | 1071-O2- EL-PO-003-6008-A0-1-004 | OPEN PACKING LIST | Toseye Sanayeh Petro Foolad Gharb | 16 | PCS | 0 |  | ODCC-EL-IGC-0185 | IGC | 2021-12-08 | 12 | 12 |  | ODCC-EL-IGC-0212 | IGC | 2022-01-10 | 4 | 4 | [43 empty] | 16
1634 | SS-40-03 | ETTL1CG1F200 |  | TRAY/LADDER | Adjustable Outside Riser | Adjustable Vertical Outside Riser, Punched, Hot Dip Galvanized (Galvanized After Punching & Bending , With Average Thickness 75 Micron as per ASTM A123 or ISO 1461), Minimum Thickness 2 mm, Width 600 mm, 100 mm Height, with 2 Inside Return Bends at the Edge,Suitable for Item No. 01. | 600*100 | 1071-O2- EL-PO-003-6008-A0-1-004 | OPEN PACKING LIST | Toseye Sanayeh Petro Foolad Gharb | 16 | PCS | 0 |  | ODCC-EL-IGC-0185 | IGC | 2021-12-08 | 12 | 12 |  | ODCC-EL-IGC-0212 | IGC | 2022-01-10 | 4 | 4 | [43 empty] | 16
1635 | SS-40-03 | ETTL1CW5F200 |  | TRAY/LADDER | Horizontal tee | Horizental TEE (Equal) Connection, Punched, Hot Dip Galvanized (Galvanized After Punching & Bending, With Average Thickness 75 Micron as per ASTM A123 or ISO 1461), Minimum Thickness 2 mm, Width 600 mm, 100 mm Height, Junction Radius 600mm, with 2 Inside Return Bends at the Edge,Suitable for Item No. 01. | 600*100 | 1071-O2- EL-PO-003-6008-A0-1-004 | OPEN PACKING LIST | Toseye Sanayeh Petro Foolad Gharb | 57 | PCS | 0 |  | ODCC-EL-IGC-0185 | IGC | 2021-12-08 | 35 | 35 |  | ODCC-EL-IGC-0212 | IGC | 2022-01-10 | 15 | 15 |  | ODCC-EL-IGC-0221 | IGC | 2022-01-18 | 7 | 7 | [37 empty] | 57
1636 | SS-40-03 | ETTL1CW4F200 |  | TRAY/LADDER | Horizontal Cross | Horizental Cross, Punched, Hot Dip Galvanized (Galvanized After Punching & Bending, With Average Thickness 75 Micron as per ASTM A123 or ISO 1461), Minimum Thickness 2 mm, Width 600 mm, 100 mm Height, Junction Radius 600mm, with 2 Inside Return Bends at the Edge,Suitable for Item No.01. | 600*100 | 1071-O2- EL-PO-003-6008-A0-1-004 | OPEN PACKING LIST | Toseye Sanayeh Petro Foolad Gharb | 6 | PCS | 0 |  | ODCC-EL-IGC-0185 | IGC | 2021-12-08 | 3 | 3 |  | ODCC-EL-IGC-0212 | IGC | 2022-01-10 | 3 | 3 | [43 empty] | 6
1637 | SS-40-03 | ETTL1CV9F200 |  | TRAY/LADDER | Horizontal Elbow | Horizental Elbow 45°, Punched, Hot Dip Galvanized (Galvanized After Punching & Bending with Hot Dip Galvanized, With Average Thickness 75 Micron as per ASTM A123 or ISO 1461), Minimum Thickness 2 mm, Width 600 mm, 100 mm Height, with 2 Inside Return Bends at the Edge,Suitable for Item No. 01. | 600*100 | 1071-O2- EL-PO-003-6008-A0-1-004 | OPEN PACKING LIST | Toseye Sanayeh Petro Foolad Gharb | 5 | PCS | 0 |  | ODCC-EL-IGC-0212 | IGC | 2022-01-10 | 5 | 5 | [49 empty] | 5
1638 | SS-40-03 | ETTL1CV3F200 |  | TRAY/LADDER | Horizontal Elbow | Horizental Elbow 90°(L-type or D-type), Punched, Hot Dip Galvanized (Galvanized After Punching & Bending, With Average Thickness 75 Micron as per ASTM A123 or ISO 1461), Minimum Thickness 2 mm, Width 600 mm, 100 mm Height, Junction Radius 600mm, with 2 Inside Return Bends at the Edge,Suitable for Item No. 01. | 600*100 | 1071-O2- EL-PO-003-6008-A0-1-004 | OPEN PACKING LIST | Toseye Sanayeh Petro Foolad Gharb | 9 | PCS | 0 |  | ODCC-EL-IGC-0185 | IGC | 2021-12-08 | 9 | 9 | [49 empty] | 9
1639 | SS-40-03 | EXBDCB2 |  | TRAY/LADDER | Straight Jointing Plate | Straight Jointing Plate, Height 85mm | 85mm | 1071-O2- EL-PO-003-6008-A0-1-004 | OPEN PACKING LIST | Toseye Sanayeh Petro Foolad Gharb | 566 | PCS | 0 | * | ODCC-EL-IGC-0168 | IGC | 2021-06-06 | 22 | 22 | SS-48-05 | ODCC-EL-IGC-0185 | IGC | 2021-12-08 | 400 | 400 |  | ODCC-EL-IGC-0212 | IGC | 2022-01-10 | 144 | 144 | [37 empty] | 566
1640 | SS-40-03 | EXBJCF2 |  | TRAY/LADDER | End Plate | End Plate, Width 600 mm, 100 mm Height | 600*100 | 1071-O2- EL-PO-003-6008-A0-1-004 | OPEN PACKING LIST | Toseye Sanayeh Petro Foolad Gharb | 64 | PCS | 64 | [55 empty] | 0
1641 | SS-40-04 | ETTL1CF1F200 |  | TRAY/LADDER | Adjustable Inside Riser | Adjustable Vertical Inside Riser, Punched, Hot Dip Galvanized (Galvanized After Punching & Bending , With Average Thickness 75 Micron as per ASTM A123 or ISO 1461), Minimum Thickness 2 mm, Width 600 mm, 100 mm Height, with 2 Inside Return Bends at the Edge,Suitable for Item No. 01. | 600*100 | 1071-O2- EL-PO-003-6008-A0-1-004 | OPEN PACKING LIST | Toseye Sanayeh Petro Foolad Gharb | 16 | PCS | 4 |  | ODCC-EL-IGC-0185 | IGC | 2021-12-08 | 12 | 12 | [49 empty] | 12
1642 | SS-40-04 | ETTL1CG1F200 |  | TRAY/LADDER | Adjustable Outside Riser | Adjustable Vertical Outside Riser, Punched, Hot Dip Galvanized (Galvanized After Punching & Bending , With Average Thickness 75 Micron as per ASTM A123 or ISO 1461), Minimum Thickness 2 mm, Width 600 mm, 100 mm Height, with 2 Inside Return Bends at the Edge,Suitable for Item No. 01. | 600*100 | 1071-O2- EL-PO-003-6008-A0-1-004 | OPEN PACKING LIST | Toseye Sanayeh Petro Foolad Gharb | 16 | PCS | 4 |  | ODCC-EL-IGC-0185 | IGC | 2021-12-08 | 12 | 12 | [49 empty] | 12
1643 | SS-40-04 | ETTL1CW5F200 |  | TRAY/LADDER | Horizontal tee | Horizental TEE (Equal) Connection, Punched, Hot Dip Galvanized (Galvanized After Punching & Bending, With Average Thickness 75 Micron as per ASTM A123 or ISO 1461), Minimum Thickness 2 mm, Width 600 mm, 100 mm Height, Junction Radius 600mm, with 2 Inside Return Bends at the Edge,Suitable for Item No. 01. | 600*100 | 1071-O2- EL-PO-003-6008-A0-1-004 | OPEN PACKING LIST | Toseye Sanayeh Petro Foolad Gharb | 59 | PCS | 11 |  | ODCC-EL-IGC-0185 | IGC | 2021-12-08 | 40 | 40 |  | ODCC-EL-IGC-0223 | IGC | 2022-01-20 | 8 | 8 | [43 empty] | 48
1644 | SS-40-04 | ETTL1CV9F200 |  | TRAY/LADDER | Horizontal Elbow | Horizental Elbow 45°, Punched, Hot Dip Galvanized (Galvanized After Punching & Bending with Hot Dip Galvanized, With Average Thickness 75 Micron as per ASTM A123 or ISO 1461), Minimum Thickness 2 mm, Width 600 mm, 100 mm Height, with 2 Inside Return Bends at the Edge,Suitable for Item No. 01. | 600*100 | 1071-O2- EL-PO-003-6008-A0-1-004 | OPEN PACKING LIST | Toseye Sanayeh Petro Foolad Gharb | 4 | PCS | 4 | [55 empty] | 0
1645 | SS-40-04 | ETTL1CV3F200 |  | TRAY/LADDER | Horizontal Elbow | Horizental Elbow 90°(L-type or D-type), Punched, Hot Dip Galvanized (Galvanized After Punching & Bending, With Average Thickness 75 Micron as per ASTM A123 or ISO 1461), Minimum Thickness 2 mm, Width 600 mm, 100 mm Height, Junction Radius 600mm, with 2 Inside Return Bends at the Edge,Suitable for Item No. 01. | 600*100 | 1071-O2- EL-PO-003-6008-A0-1-004 | OPEN PACKING LIST | Toseye Sanayeh Petro Foolad Gharb | 6 | PCS | 0 |  | ODCC-EL-IGC-0185 | IGC | 2021-12-08 | 6 | 6 | [49 empty] | 6
1646 | SS-40-04 | EXBDCB2 |  | TRAY/LADDER | Straight Jointing Plate | Straight Jointing Plate, Height 85mm | 85mm | 1071-O2- EL-PO-003-6008-A0-1-004 | OPEN PACKING LIST | Toseye Sanayeh Petro Foolad Gharb | 513 | PCS | 0 |  | ODCC-EL-IGC-0185 | IGC | 2021-12-08 | 400 | 400 |  | ODCC-EL-IGC-0223 | IGC | 2022-01-20 | 113 | 113 | [43 empty] | 513
1647 | SS-40-04 | EXBJCF2 |  | TRAY/LADDER | End Plate | End Plate, Width 600 mm, 100 mm Height | 600*100 | 1071-O2- EL-PO-003-6008-A0-1-004 | OPEN PACKING LIST | Toseye Sanayeh Petro Foolad Gharb | 43 | PCS | 43 | [55 empty] | 0
1648 | SS-40-05 | ETTL1CW4F200 |  | TRAY/LADDER | Horizental Cross | Horizontal cross, Hot Dip Galvanized (Galvanized After Bending with Min. Average Thickness 65 Micron as per ASTM A123 or BS EN ISO 1461), Suitable Thickness as per Vendor Standard (Minimum 2 mm), Width 600 mm, 100 mm Height, Junctions radius 600 mm, with Fixings Clip, Suitable for Item No.1. As per IEC 61537. | 600*100 | 1071-O2- EL-PO-003-6008-A0-1-004 | OPEN PACKING LIST | Toseye Sanayeh Petro Foolad Gharb | 5 | PCS | 0 |  | ODCC-EL-IGC-0223 | IGC | 2022-01-20 | 5 | 5 | MTR SS-40-05 FOR SS-40-03 & 04 | [48 empty] | 5
1649 | SS-40-05 | ETTL1CV3D200 |  | TRAY/LADDER | Horizontal Elbow | Horizontal Elbow Ladder 90° Joint, Hot Dip Galvanized (Galvanized After Bending with Min. Average Thickness 65 Micron as per ASTM A123 or BS EN ISO 1461), Suitable Thickness as per Vendor Standard (Minimum 2 mm), Width 400 mm, 100 mm Height, Junctions radius 600 mm, with Fixings Clip, Suitable for Item No. 2. As per IEC 61537. | 400*100 | 1071-O2- EL-PO-003-6008-A0-1-004 | OPEN PACKING LIST | Toseye Sanayeh Petro Foolad Gharb | 29 | PCS | 0 |  | ODCC-EL-IGC- | IGC | 2021-04-20 | 29 | 29 | [49 empty] | 29
1650 | SS-40-05 | ETTL1CV9F200 |  | TRAY/LADDER | Horizontal Elbow | Horizental Elbow 45o, Punched, Hot Dip Galvanized (Galvanized After Punching & Bending with Hot Dip Galvanized, With Average Thickness 75 Micron as per ASTM A123 or ISO 1461), Minimum Thickness 2 mm, Width 600 mm, 100 mm Height, with 2 Inside Return Bends at the Edge, Suitable for Item No. 01. | 600*100 | 1071-O2- EL-PO-003-6008-A0-1-004 | OPEN PACKING LIST | Toseye Sanayeh Petro Foolad Gharb | 5 | PCS | 0 |  | ODCC-EL-IGC- | IGC | 2021-04-20 | 5 | 5 | [49 empty] | 5
1651 | SS-40-05 | ETTL1CV9D200 |  | TRAY/LADDER | Horizontal Elbow | Horizental Elbow 45o, Punched, Hot Dip Galvanized (Galvanized After Punching & Bending with Hot Dip Galvanized, With Average Thickness 75 Micron as per ASTM A123 or ISO 1461), Minimum Thickness 2 mm, Width 400 mm, 100 mm Height, with 2 Inside Return Bends at the Edge, Suitable for Item No. 02. | 400*100 | 1071-O2- EL-PO-003-6008-A0-1-004 | OPEN PACKING LIST | Toseye Sanayeh Petro Foolad Gharb | 5 | PCS | 0 |  | ODCC-EL-IGC- | IGC | 2021-04-20 | 5 | 5 | [49 empty] | 5
1652 | SS-40-04 | ETTL1CF1F200 |  | TRAY/LADDER | Adjustable Inside Riser | Adjustable Vertical Inside Riser, Punched, Hot Dip Galvanized (Galvanized After Punching & Bending , With Average Thickness 75 Micron as per ASTM A123 or ISO 1461), Minimum Thickness 2 mm, Width 600 mm, 100 mm Height, with 2 Inside Return Bends at the Edge,Suitable for Item No. 01. | 600*100 | 1071-O2- EL-PO-003-6008-A0-1-004 | OPEN PACKING LIST | Toseye Sanayeh Petro Foolad Gharb | 10 | PCS | 10 | [55 empty] | 0
1653 | SS-40-04 | ETTL1CG1F200 |  | TRAY/LADDER | Adjustable Outside Riser | Adjustable Vertical Outside Riser, Punched, Hot Dip Galvanized (Galvanized After Punching & Bending , With Average Thickness 75 Micron as per ASTM A123 or ISO 1461), Minimum Thickness 2 mm, Width 600 mm, 100 mm Height, with 2 Inside Return Bends at the Edge,Suitable for Item No. 01. | 600*100 | 1071-O2- EL-PO-003-6008-A0-1-004 | OPEN PACKING LIST | Toseye Sanayeh Petro Foolad Gharb | 10 | PCS | 10 | [55 empty] | 0
1654 | 61 | ETTL1CF1B210 |  | TRAY/LADDER | Adjustable Inside Riser | Adjustable Vertical Inside Riser, Punched, Hot Dip Galvanized (Galvanized After Punching & Bending , With Average Thickness 75 Micron as per ASTM A123 or ISO 1461), Minimum Thickness 2 mm, Width 200 mm, 100 mm Height, with 2 Inside Return Bends at the Edge Complete with Cover Plate made from the same material of ladder with minimum thickness 1.5 mm & Fixings Clip, Suitable for Item No.1. | 200*100 | 1071-O2- EL-PO-003-6008-A0-1-004 | OPEN PACKING LIST | Toseye Sanayeh Petro Foolad Gharb | 1 | PCS | 0 |  | ODCC-EL-ARP-0074 | Abad Rahan | 2021-04-27 | 1 | 1 | manual | [48 empty] | 1
1655 | 61 | ETTL1CG1B210 |  | TRAY/LADDER | Adjustable Outside Riser | Adjustable Vertical Outside Riser, Punched, Hot Dip Galvanized (Galvanized After Punching & Bending , With Average Thickness 75 Micron as per ASTM A123 or ISO 1461), Minimum Thickness 2 mm, Width 200 mm, 100 mm Height, with 2 Inside Return Bends at the Edge Complete with Cover Plate made from the same material of ladder with minimum thickness 1.5 mm & Fixings Clip, Suitable for Item No.1. | 200*100 | 1071-O2- EL-PO-003-6008-A0-1-004 | OPEN PACKING LIST | Toseye Sanayeh Petro Foolad Gharb | 1 | PCS | 0 |  | ODCC-EL-ARP-0074 | Abad Rahan | 2021-04-27 | 1 | 1 | manual | [48 empty] | 1
1656 | 61 | ETTL1CG1D210 |  | TRAY/LADDER | Adjustable Outside Riser | Adjustable Vertical Outside Riser, Punched, Hot Dip Galvanized (Galvanized After Punching & Bending , With Average Thickness 75 Micron as per ASTM A123 or ISO 1461), Minimum Thickness 2 mm, Width 400 mm, 100 mm Height, with 2 Inside Return Bends at the Edge Complete with Cover Plate made from the same material of ladder with minimum thickness 1.5 mm & Fixings Clip, Suitable for Item No.6. | 400*100 | 1071-O2- EL-PO-003-6008-A0-1-004 | OPEN PACKING LIST | Toseye Sanayeh Petro Foolad Gharb | 1 | PCS | 0 |  | ODCC-EL-ARP-0074 | Abad Rahan | 2021-04-27 | 1 | 1 | manual | [48 empty] | 1
1657 | 61 | ETTL1CV3B210 |  | TRAY/LADDER | Horizontal Elbow | Horizental Elbow 90o(L-type or D-type), Punched, Hot Dip Galvanized (Galvanized After Punching & Bending, With Average Thickness 75 Micron as per ASTM A123 or ISO 1461), Minimum Thickness 2 mm, Width 200 mm, 100 mm Height, Junction Radius 600mm, with 2 Inside Return Bends at the Edge Complete with Cover Plate made from the same material of ladder with minimum thickness 1.5 mm & Fixings Clip, Suitable for Item No. 1. | 200*100 | 1071-O2- EL-PO-003-6008-A0-1-004 | OPEN PACKING LIST | Toseye Sanayeh Petro Foolad Gharb | 1 | PCS | 0 |  | ODCC-EL-ARP-0074 | Abad Rahan | 2021-04-25 | 1 | 1 | manual | [48 empty] | 1
1658 | 61 | ETTL1CW5B210 |  | TRAY/LADDER | Horizontal tee | Horizental TEE (Equal) Connection, Punched, Hot Dip Galvanized (Galvanized After Punching & Bending, With Average Thickness 75 Micron as per ASTM A123 or ISO 1461), Minimum Thickness 2 mm , Width 200 mm, 100 mm Height, Junction Raduis 600mm, with 2 Inside Return Bends at the Edge Complete with Cover Plate made from the same material of ladder with minimum thickness 1.5 mm & Fixings Clip, Suitable for Item No.1. | 200*100 | 1071-O2- EL-PO-003-6008-A0-1-004 | OPEN PACKING LIST | Toseye Sanayeh Petro Foolad Gharb | 1 | PCS | 0 |  | ODCC-EL-ARP-0074 | Abad Rahan | 2021-04-25 | 1 | 1 | manual | [48 empty] | 1
1659 | 61 | ETTL1CV3D210 |  | TRAY/LADDER | Horizontal Elbow | Horizental Elbow 90o(L-type or D-type), Punched, Hot Dip Galvanized (Galvanized After Punching & Bending, With Average Thickness 75 Micron as per ASTM A123 or ISO 1461), Minimum Thickness 2 mm, Width 400 mm, 100 mm Height, Junction Radius 600mm, with 2 Inside Return Bends at the Edge Complete with Cover Plate made from the same material of ladder with minimum thickness 1.5 mm & Fixings Clip, Suitable for Item No. 6. | 400*100 | 1071-O2- EL-PO-003-6008-A0-1-004 | OPEN PACKING LIST | Toseye Sanayeh Petro Foolad Gharb | 1 | PCS | 0 |  | ODCC-EL-ARP-0074 | Abad Rahan | 2021-05-18 | 1 | 1 | manual | [48 empty] | 1
1660 | 61 | EXBJCB2 |  | TRAY/LADDER | End Plate | End Plate., Width 200 mm, 100 mm Height | 200*100 | 1071-O2- EL-PO-003-6008-A0-1-004 | OPEN PACKING LIST | Toseye Sanayeh Petro Foolad Gharb | 3 | PCS | 1 |  | ODCC-EL-ARP-0074 | Abad Rahan | 2021-04-25 | 2 | 2 | manual | [48 empty] | 2
1661 | 61 | EXBJCD2 |  | TRAY/LADDER | End Plate | End Plate., Width 400 mm, 100 mm Height | 400*100 | 1071-O2- EL-PO-003-6008-A0-1-004 | OPEN PACKING LIST | Toseye Sanayeh Petro Foolad Gharb | 2 | PCS | 0 |  | ODCC-EL-ARP-0074 | Abad Rahan | 2021-05-18 | 2 | 2 | manual | [48 empty] | 2
1662 | BD-40-10 | EXBDCB2 |  | TRAY/LADDER | Straight Jointing Plate | Straight Jointing Plate, Height 85mm | 85mm | 1071-O2- EL-PO-003-6008-A0-1-004 | OPEN PACKING LIST | Toseye Sanayeh Petro Foolad Gharb | 305 | PCS | 107 |  | ODCC-EL-ARP-0082 | Abad Rahan | 2022-01-22 | 198 | 198 | [49 empty] | 198
1663 | SS-40-03 | EXBDCB5 |  | TRAY/LADDER | Straight Jointing Plate | Straight Jointing Plate, Height 35mm | 35mm | 1071-O2- EL-PO-003-6008-A0-1-004 | OPEN PACKING LIST | Toseye Sanayeh Petro Foolad Gharb | 86 | PCS | 0 |  | ODCC-EL-IGC-0059 | IGC | 2021-01-19 | 50 | 50 |  | ODCC-EL-IGC-0191 | IGC | 2021-09-14 | 36 | 36 | manual | [42 empty] | 86
1664 | SS-40-04 | EXBDCB5 |  | TRAY/LADDER | Straight Jointing Plate | Straight Jointing Plate, Height 35mm | 35mm | 1071-O2- EL-PO-003-6008-A0-1-004 | OPEN PACKING LIST | Toseye Sanayeh Petro Foolad Gharb | 230 | PCS | 121 |  | ODCC-EL-IGC-0059 | IGC | 2021-01-19 | 93 | 93 |  | ODCC-EL-IGC-0191 | IGC | 2021-09-14 | 16 | 16 | SS-40-03 | [42 empty] | 109
1665 | SS-40-05 | EXBDCB5 |  | TRAY/LADDER | Straight Jointing Plate | Straight Jointing Plate, Height 35mm | 35mm | 1071-O2- EL-PO-003-6008-A0-1-004 | OPEN PACKING LIST | Toseye Sanayeh Petro Foolad Gharb | 207 | PCS | 0 |  | ODCC-EL-IGC-0075 | IGC | 2021-03-01 | 150 | 150 |  | ODCC-EL-IGC-0059 | IGC | 2021-01-19 | 57 | 57 | [43 empty] | 207
1666 | SS-40-05 | EXBDCB2 |  | TRAY/LADDER | Straight Jointing Plate | Straight Jointing Plate, Height 85mm | 85mm | 1071-O2- EL-PO-003-6008-A0-1-004 | OPEN PACKING LIST | Toseye Sanayeh Petro Foolad Gharb | 1527 | PCS | 0 |  | ODCC-EL-IGC-0168 | IGC | 2021-06-06 | 78 | 78 | manual | ODCC-EL-IGC- | IGC | 2021-04-20 | 191 | 191 |  | ODCC-EL-IGC-0188 | IGC | 2021-04-25 | 258 | 258 |  | ODCC-EL-IGC-0168 | IGC | 2021-05-10 | 300 | 300 | manual | ODCC-EL-IGC-0071 | IGC | 2021-02-15 | 700 | 700 | [25 empty] | 1527
1667 | SS-40-05 | EXBJCF2 |  | TRAY/LADDER | End Plate | End Plate, Width 600 mm, 100 mm Height | 600*100 | 1071-O2- EL-PO-003-6008-A0-1-004 | OPEN PACKING LIST | Toseye Sanayeh Petro Foolad Gharb | 58 | PCS | 58 | [55 empty] | 0
1668 | SS-40-05 | EXBJCD2 |  | TRAY/LADDER | End Plate | End Plate., Width 400 mm, 100 mm Height | 400*100 | 1071-O2- EL-PO-003-6008-A0-1-004 | OPEN PACKING LIST | Toseye Sanayeh Petro Foolad Gharb | 16 | PCS | 16 | [55 empty] | 0
1669 | 50 | EBPSA7DA_Arm |  | Lighting Pole | Accessories | Accessories for Street Lighting Pole, 9 meter Height(Arm) | 9 meter | 1071-IRN-42194-SEMC-002D | OPEN PACKING LIST | Mashin Sazi Shomal | 213 | PCS | 24 |  | ODCC-EL-ARP-0005 | Abad Rahan | 2021-01-03 | 14 | 14 |  | ODCC-EL-IGC-0087 | IGC | 2021-04-20 | 13 | 13 |  | ODCC-EL-ARP-0018 | Abad Rahan | 2021-04-16 | 44 | 44 |  | ODCC-EL-IGC-0089 | IGC | 2021-04-25 | 3 | 3 |  | ODCC-EL-ARP-0021 | Abad Rahan | 2021-04-27 | 2 | 2 |  | ODCC-EL-EXR-0010 | EXIR | 2021-05-18 | 45 | 45 |  | ODCC-EL-SEK-0003 | SEKAF | 2021-05-18 | 45 | 45 |  | ODCC-EL-IGC-0138 | IGC | 2021-08-15 | 23 | 23 | [7 empty] | 189
1670 | 41 | ELLD02K13AAI5FN000 |  | Lighting System | FIXTURE | WP. Fluorescent Type ATL-M (2 x 18w) / Pole Mounted | 2*18W | 1071-O2-EL-PO-028-6518-A0-0-001-Rev.01 | OPEN PACKING LIST | Mashin Sazi Shomal | 137 | PCS | 20 |  | ODCC-EL-ARP-0049 | Abad Rahan | 2021-07-21 | 117 | 117 | [49 empty] | 117
1671 | 42 | ELLD02K13AAI5FN000 |  | Lighting System | FIXTURE | WP. Fluorescent Type ATL-M (2 x 18w) / Pole Mounted | 2*18W | 1071-O2-EL-PO-028-6518-A0-0-001-Rev.01 | OPEN PACKING LIST | Mashin Sazi Shomal | 13 | PCS | 1 |  | ODCC-EL-ARP-0074 | Abad Rahan | 2021-06-21 | 12 | 12 | manual | [48 empty] | 12
1672 | 44 | ELLD02K13AAI5FN000 |  | Lighting System | FIXTURE | WP. Fluorescent Type ATL-M (2 x 18w) / Pole Mounted | 2*18W | 1071-O2-EL-PO-028-6518-A0-0-001-Rev.01 | OPEN PACKING LIST | Mashin Sazi Shomal | 26 | PCS | 3 |  | ODCC-EL-ARP-0074 | Abad Rahan | 2021-06-13 | 22 | 22 | manual | ODCC-EL-ARP-0053 | Abad Rahan | 2021-07-28 | 1 | 1 | [43 empty] | 23
1673 | 61 | ELLD02K13AAI5FN000 |  | Lighting System | FIXTURE | WP. Fluorescent Type ATL-M (2 x 18w) / Pole Mounted | 2*18W | 1071-O2-EL-PO-028-6518-A0-0-001-Rev.01 | OPEN PACKING LIST | Mashin Sazi Shomal | 17 | PCS | 1 |  | ODCC-EL-ARP-0074 | Abad Rahan | 2021-06-13 | 16 | 16 | manual | [48 empty] | 16
1674 | BD-40-12 | ELLD02K13AAI5FN000 |  | Lighting System | FIXTURE | LIGHTING FIXTURE- ATLANTIS M - 2×18W | 2*18W | 1071-O2-EL-PO-027-6516-A0-0-02 | OPEN PACKING LIST | GOLNOOR | 11 | PCS | 11 | [55 empty] | 0
1675 | 41 | ELLD02L05AAI5FN000 |  | Lighting System | FIXTURE | WP. Fluorescent Type ATL-M (2 x 36w) / Ceiling Mounted | 2*36W | 1071-O2-EL-PO-028-6518-A0-0-001-Rev.01 | OPEN PACKING LIST | Mashin Sazi Shomal | 55 | PCS | 0 |  | ODCC-EL-ARP-0049 | Abad Rahan | 2021-07-21 | 55 | 55 | [49 empty] | 55
1676 | 42 | ELLD02L05AAI5FN000 |  | Lighting System | FIXTURE | WP. Fluorescent Type ATL-M (2 x 36w) / Ceiling Mounted | 2*36W | 1071-O2-EL-PO-028-6518-A0-0-001-Rev.01 | OPEN PACKING LIST | Mashin Sazi Shomal | 28 | PCS | 0 |  | ODCC-EL-ARP-0074 | Abad Rahan | 2021-06-21 | 28 | 28 | manual | [48 empty] | 28
1677 | 42 | ELLD02L05AAI5FN000 |  | Lighting System | FIXTURE | WP. Fluorescent Type ATL-M (2 x 36w) / Ceiling Mounted | 2*36W | 1071-O2-EL-PO-028-6518-A0-0-001-Rev.01 | OPEN PACKING LIST | Mashin Sazi Shomal | 6 | PCS | 2 |  | ODCC-EL-ARP-0074 | Abad Rahan | 2021-06-21 | 4 | 4 | manual | [48 empty] | 4
1678 | 44 | ELLD02L05AAI5FN000 |  | Lighting System | FIXTURE | WP. Fluorescent Type ATL-M (2 x 36w) / Ceiling Mounted | 2*36W | 1071-O2-EL-PO-028-6518-A0-0-001-Rev.01 | OPEN PACKING LIST | Mashin Sazi Shomal | 20 | PCS | 1 |  | ODCC-EL-ARP-0074 | Abad Rahan | 2021-06-13 | 19 | 19 | manual | [48 empty] | 19
1679 | 61 | ELLD02L05AAI5FN000 |  | Lighting System | FIXTURE | WP. Fluorescent Type ATL-M (2 x 36w) / Ceiling Mounted | 2*36W | 1071-O2-EL-PO-028-6518-A0-0-001-Rev.01 | OPEN PACKING LIST | Mashin Sazi Shomal | 20 | PCS | 6 |  | ODCC-EL-ARP-0074 | Abad Rahan | 2021-06-13 | 14 | 14 | تعداد 1 عدد باید MRV شود. اضافی داده شده است | [48 empty] | 14
1680 | 42 | ELLD02L13AAI5FN000 |  | Lighting System | FIXTURE | WP. Fluorescent Type ATL-M (2 x 36w) / Pole Mounted | 2*36W | 1071-O2-EL-PO-028-6518-A0-0-001-Rev.01 | OPEN PACKING LIST | Mashin Sazi Shomal | 4 | PCS | 0 |  | ODCC-EL-ARP-0074 | Abad Rahan | 2021-06-21 | 4 | 4 | manual | [48 empty] | 4
1681 | 41 | ELLF10G11AAI5FN000 | CMIS:ELLF10G12AAI5FN000 | Lighting System | FIXTURE | WP Floodlight MARS (Metal Halide) / 400W- Sutaible for Tower-Top Mounting | 1*400W | 1071-O2-EL-PO-028-6518-A0-0-001-Rev.01 | OPEN PACKING LIST | Mashin Sazi Shomal | 9 | PCS | 0 |  | ODCC-EL-ARP-0074 | Abad Rahan | 2021-04-27 | 9 | 9 | manual | [48 empty] | 9
1682 | 42 | ELLF10G11AAI5FN000 | CMIS:ELLF10G12AAI5FN000 | Lighting System | FIXTURE | WP Floodlight MARS (Metal Halide) / 400W- Sutaible for Tower-Top Mounting | 1*400W | 1071-O2-EL-PO-028-6518-A0-0-001-Rev.01 | OPEN PACKING LIST | Mashin Sazi Shomal | 9 | PCS | 0 |  | ODCC-EL-ARP-0074 | Abad Rahan | 2021-04-27 | 9 | 9 | manual | [48 empty] | 9
1683 | 42 | ELLF10G12AAI5FN000 |  | Lighting System | FIXTURE | WP Floodlight MARS (Metal Halide)/400W-Sutaible for Concrete Wall/Steel Structure Mounting | 1*400W | 1071-O2-EL-PO-028-6518-A0-0-001-Rev.01 | OPEN PACKING LIST | Mashin Sazi Shomal | 6 | PCS | 0 |  | ODCC-EL-ARP-0074 | Abad Rahan | 2021-06-21 | 6 | 6 | manual | [48 empty] | 6
1684 | 42 | ELLF10F12AAI5FN000 |  | Lighting System | FIXTURE | WP Floodlight MARS (Metal Halide) / 250W-Sutaible for Concrete Wall/Steel Structure Mounting | 1*250W | 1071-O2-EL-PO-028-6518-A0-0-001-Rev.01 | OPEN PACKING LIST | Mashin Sazi Shomal | 6 | PCS | 0 |  | ODCC-EL-ARP-0074 | Abad Rahan | 2021-06-21 | 6 | 6 | manual | [48 empty] | 6
1685 | 41 | ELLF10G12AAI5FN000 |  | Lighting System | FIXTURE | WP Floodlight MARS (Metal Halide)/400W-Sutaible for Concrete Wall/Steel Structure Mounting | 1*400W | 1071-O2-EL-PO-028-6518-A0-0-001-Rev.01 | OPEN PACKING LIST | Mashin Sazi Shomal | 6 | PCS | 0 |  | ODCC-EL-ARP-0049 | Abad Rahan | 2021-07-21 | 6 | 6 | [49 empty] | 6
1686 | 35 | ELLF10G12AAI5FN000 |  | Lighting System | FIXTURE | WP Floodlight MARS (Metal Halide)/400W-Sutaible for Concrete Wall/Steel Structure Mounting | 1*400W | 1071-O2-EL-PO-028-6518-A0-0-001-Rev.01 | OPEN PACKING LIST | Mashin Sazi Shomal | 8 | PCS | 0 |  | ODCC-EL-ARP-0057 | Abad Rahan | 2021-09-19 | 8 | 8 | [49 empty] | 8
1687 | 20 | ELLF10G11AAI5FN000 | CMIS:ELLF10G12AAI5FN000 | Lighting System | FIXTURE | WP Floodlight MARS (Metal Halide) / 400W- Sutaible for Tower-Top Mounting | 1*400W | 1071-O2-EL-PO-028-6518-A0-0-001-Rev.01 | OPEN PACKING LIST | Mashin Sazi Shomal | 30 | PCS | 30 | [55 empty] | 0
1688 | 43 | ELLF10G11AAI5FN000 | CMIS:ELLF10G12AAI5FN000 | Lighting System | FIXTURE | WP Floodlight MARS (Metal Halide) / 400W- Sutaible for Tower-Top Mounting | 1*400W | 1071-O2-EL-PO-028-6518-A0-0-001-Rev.01 | OPEN PACKING LIST | Mashin Sazi Shomal | 2 | PCS | 0 |  | ODCC-EL-ARP-0074 | Abad Rahan | 2021-04-27 | 2 | 2 | manual | [48 empty] | 2
1689 | 44 | ELLF10G11AAI5FN000 | CMIS:ELLF10G12AAI5FN000 | Lighting System | FIXTURE | WP Floodlight MARS (Metal Halide) / 400W- Sutaible for Tower-Top Mounting | 1*400W | 1071-O2-EL-PO-028-6518-A0-0-001-Rev.01 | OPEN PACKING LIST | Mashin Sazi Shomal | 6 | PCS | 0 |  | ODCC-EL-ARP-0074 | Abad Rahan | 2021-04-27 | 5 | 5 | manual | ODCC-EL-ODCC-0018 | ODCC | 2021-10-25 | 1 | 1 | [43 empty] | 6
1690 | 44 | ELLF10G12AAI5FN000 |  | Lighting System | FIXTURE | WP Floodlight MARS (Metal Halide)/400W-Sutaible for Concrete Wall/Steel Structure Mounting | 1*400W | 1071-O2-EL-PO-028-6518-A0-0-001-Rev.01 | OPEN PACKING LIST | Mashin Sazi Shomal | 3 | PCS | 1 |  | ODCC-EL-ARP-0074 | Abad Rahan | 2021-06-13 | 2 | 2 | manual | [48 empty] | 2
1691 | 51 | ELLF10G11AAI5FN000 | CMIS:ELLF10G12AAI5FN000 | Lighting System | FIXTURE | WP Floodlight MARS (Metal Halide) / 400W- Sutaible for Tower-Top Mounting | 1*400W | 1071-O2-EL-PO-028-6518-A0-0-001-Rev.01 | OPEN PACKING LIST | Mashin Sazi Shomal | 20 | PCS | 2 |  | ODCC-EL-ARP- | Abad Rahan | 2021-06-13 | 4 | 4 |  | ODCC-EL-IGC-0186 | IGC | 2021-12-08 | 14 | 14 | [43 empty] | 18
1692 | 55 | ELLF10G12AAI5FN000 |  | Lighting System | FIXTURE | WP Floodlight MARS (Metal Halide)/400W-Sutaible for Concrete Wall/Steel Structure Mounting | 1*400W | 1071-O2-EL-PO-028-6518-A0-0-001-Rev.01 | OPEN PACKING LIST | Mashin Sazi Shomal | 18 | PCS | 3 |  | ODCC-EL-IGC- | IGC | 2021-04-20 | 15 | 15 | [49 empty] | 15
1693 | 50 | ELLR10F08AAI5FN000 |  | Lighting System | FIXTURE | WP Street lighting fixture KEYHAN II (Metal Halide) / 250W | 1*250W | 1071-O2-EL-PO-028-6518-A0-0-001-Rev.01 | OPEN PACKING LIST | Mashin Sazi Shomal | 230 | PCS | 38 |  | ODCC-EL-IGC-0188 | IGC | 2021-04-25 | 16 | 16 | manual | ODCC-EL-ARP-0074 | Abad Rahan | 2021-04-27 | 60 | 60 | manual | ODCC-EL-SEK-0008 | Sekaf | 2021-05-18 | 45 | 45 | manual | ODCC-EL-EXR-0013 | Exir | 2021-05-18 | 48 | 48 | Manual | ODCC-EL-IGC-0138 | IGC | 2021-08-15 | 23 | 23 | [25 empty] | 192
1694 | 41 | ELLJ02L05AAI5FN000 | Battery backup | Lighting System | FIXTURE | WP. Fluorescent Type ATL-M (2 x 36w)-Battery / Ceiling Mounted | 2*36W | 1071-O2-EL-PO-028-6518-A0-0-001-Rev.01 | OPEN PACKING LIST | Mashin Sazi Shomal | 13 | PCS | 13 |  | ODCC-EL-ARP-0049 | Abad Rahan | 2021-07-21 | 13 | 13 | [43 empty] | ODCC-EL-ARP-0005 | Abad Rahan | 2021-08-12 | 13 | 13 |  | 0
1695 | 42 | ELLJ02L05AAI5FN000 | Battery backup | Lighting System | FIXTURE | WP. Fluorescent Type ATL-M (2 x 36w)-Battery / Ceiling Mounted | 2*36W | 1071-O2-EL-PO-028-6518-A0-0-001-Rev.01 | OPEN PACKING LIST | Mashin Sazi Shomal | 5 | PCS | 5 | MRV | ODCC-EL-ARP- | Abad Rahan | 2021-06-21 | 5 | 5 | [43 empty] | ODCC-EL-ARP- | Abad Rahan | 2021-08-12 | 5 | 5 |  | 0
1696 | 44 | ELLJ02L05AAI5FN000 | Battery backup | Lighting System | FIXTURE | WP. Fluorescent Type ATL-M (2 x 36w)-Battery / Ceiling Mounted | 2*36W | 1071-O2-EL-PO-028-6518-A0-0-001-Rev.01 | OPEN PACKING LIST | Mashin Sazi Shomal | 6 | PCS | 6 | [55 empty] | 0
1697 | 61 | ELLJ02L05AAI5FN000 | Battery backup | Lighting System | FIXTURE | WP. Fluorescent Type ATL-M (2 x 36w)-Battery / Ceiling Mounted | 2*36W | 1071-O2-EL-PO-028-6518-A0-0-001-Rev.01 | OPEN PACKING LIST | Mashin Sazi Shomal | 7 | PCS | 7 | [55 empty] | 0
1698 | 42 | ELLM10F04AAI5FN000 |  | Lighting System | FIXTURE | WP High Bay lighting fixture MERIKH (Metal Halide) / 250W with Reflector and Glass | 1*250W | 1071-O2-EL-PO-028-6518-A0-0-001-Rev.01 | OPEN PACKING LIST | Mashin Sazi Shomal | 46 | PCS | 1 |  | ODCC-EL-ARP-0074 | Abad Rahan | 2021-06-21 | 45 | 45 | manual | [48 empty] | 45
1699 | 41 | ELLM10F04AAI5FN000 |  | Lighting System | FIXTURE | WP High Bay lighting fixture MERIKH (Metal Halide) / 250W with Reflector and Glass | 1*250W | 1071-O2-EL-PO-028-6518-A0-0-001-Rev.01 | OPEN PACKING LIST | Mashin Sazi Shomal | 9 | PCS | 0 |  | ODCC-EL-ARP-0049 | Abad Rahan | 2021-07-21 | 9 | 9 | [49 empty] | 9
1700 | 44 | ELLM10F04AAI5FN000 |  | Lighting System | FIXTURE | WP High Bay lighting fixture MERIKH (Metal Halide) / 250W with Reflector and Glass | 1*250W | 1071-O2-EL-PO-028-6518-A0-0-001-Rev.01 | OPEN PACKING LIST | Mashin Sazi Shomal | 51 | PCS | 3 |  | ODCC-EL-ARP-0074 | Abad Rahan | 2021-06-13 | 48 | 48 | manual | [48 empty] | 48
1701 | 61 | ELLM10F04AAI5FN000 |  | Lighting System | FIXTURE | WP High Bay lighting fixture MERIKH (Metal Halide) / 250W with Reflector and Glass | 1*250W | 1071-O2-EL-PO-028-6518-A0-0-001-Rev.01 | OPEN PACKING LIST | Mashin Sazi Shomal | 35 | PCS | 2 |  | ODCC-EL-ARP-0074 | Abad Rahan | 2021-06-13 | 33 | 33 | manual | [48 empty] | 33
1702 | 45 | ECCR2CCB1118DTT | U45-VLSV-01-20-A1-05 | Cable | Control | LV Cable NYKYRGDY-O 20x2.5 mm2 rm(Drum No.:24-1926) | 20*2.5 | 1071-O2-EL-PO-002-6002-A0-2-001 | OPEN PACKING LIST | Kerman Cable Industries | 2266 | meter | 0 | Abad Rahan | ODCC-EL-ARP-0040 | Abad Rahan | 2021-06-23 | 2266 | 2266 | [49 empty] | 2266
1703 | 45 | ECCR2CCB1118DTT | U45-VLSV-01-20-A1-06 | Cable | Control | LV Cable NYKYRGbY-O 20x2.5 mm2 rm(Drum No.:24-1927) | 20*2.5 | 1071-O2-EL-PO-002-6002-A0-2-001 | OPEN PACKING LIST | Kerman Cable Industries | 2266 | meter | 0 | Abad Rahan | ODCC-EL-ARP-0040 | Abad Rahan | 2021-06-23 | 2266 | 2266 | [49 empty] | 2266
1704 | 45 | ECCR2CCB1118DTT | U45-VLSV-01-20-A1-12 | Cable | Control | LV Cable NYKYRGbY-O 20x2.5 mm 2 rm(Drum No.:28-1928) | 20*2.5 | 1071-O2-EL-PO-002-6002-A0-2-001 | OPEN PACKING LIST | Kerman Cable Industries | 3090 | meter | 0 | Abad Rahan | ODCC-EL-ARP-0055 | Abad Rahan | 2021-09-10 | 3090 | 3090 | [49 empty] | 3090
1705 | 43 | ECCV1CCB1105IHT | U43-XSV-01-4-A6-01 | Cable | LV | LV Cable N2XRGbY-0 3x25+16 mm2 rm(Drum No.:9-1850) | 3*25+16 | 1071-O2-EL-PO-002-6002-A0-2-001 | OPEN PACKING LIST | Kerman Cable Industries | 41 | meter | 0 |  | ODCC-EL-ARP-0052 | Abad Rahan | 2021-07-25 | 41 | 41 | [49 empty] | 41
1706 | 50 | ECCT1CCB1104HHT | U50-XLSV-01-4-A5-07 | Cable | LV | LV Cable N2XKYRGDY-0 4x16 mm2 rm(Drum No.:14-1767) | 4*16 | 1071-O2-EL-PO-002-6002-A0-2-001 | OPEN PACKING LIST | Kerman Cable Industries | 425 | meter | 0 |  | ODCC-EL-EXR-0009 | EXIR | 2021-05-17 | 425 | 425 | [49 empty] | 425
1707 | 42 | ECCT1CCB1104HHT | U42-XLSV-01-4-A5-03 | Cable | LV | LV Cable N2XKYRGbY-0 4x16 mm2 rm(Drum No.:14-1768) | 4*16 | 1071-O2-EL-PO-002-6002-A0-2-001 | OPEN PACKING LIST | Kerman Cable Industries | 494 | meter | 0 |  | ODCC-EL-ARP-0063 | Abad Rahan | 2021-11-23 | 494 | 494 | [49 empty] | 494
1708 | 50 | ECCT1CCB1104HHT | U50-XLSV-01-4-A5-05 | Cable | LV | LV Cable N2XKYRGbY-0 4x16 mm2 rm(Drum No.:14-1769) | 4*16 | 1071-O2-EL-PO-002-6002-A0-2-001 | OPEN PACKING LIST | Kerman Cable Industries | 503 | meter | 503 | [55 empty] | 0
1709 | 42 | ECCT1CCB1104HHT | U42-XLSV-01-4-A5-01 | Cable | LV | LV Cable N2XKYRGbY-0 4x16 mm2 rm(Drum No.:14-1770) | 4*16 | 1071-O2-EL-PO-002-6002-A0-2-001 | OPEN PACKING LIST | Kerman Cable Industries | 535 | meter | 0 |  | ODCC-EL-ARP-0061 | Abad Rahan | 2021-10-31 | 535 | 535 | [49 empty] | 535
1710 | 50 | ECCT1CCB1104HHT | U50-XLSV-01-4-A5-04 | Cable | LV | LV Cable N2XKYRGbY-0 4x16 mm2 rm(Drum No.:14-1771) | 4*16 | 1071-O2-EL-PO-002-6002-A0-2-001 | OPEN PACKING LIST | Kerman Cable Industries | 573 | meter | 0 |  | ODCC-EL-ARP-0023 | Abad Rahan | 2021-05-17 | 573 | 573 | [49 empty] | 573
1711 | 50 | ECCT1CCB1104HHT | U50-XLSV-01-4-A5-08 | Cable | LV | LV Cable N2XKYRGbY-O 4x16 mm2 rm(Drum No.:14-1772) | 4*16 | 1071-O2-EL-PO-002-6002-A0-2-001 | OPEN PACKING LIST | Kerman Cable Industries | 576 | meter | 0 |  | ODCC-EL-ARP-0023 | Abad Rahan | 2021-05-17 | 576 | 576 | [49 empty] | 576
1712 | 42 | ECCT1CCB1104HHT | U42-XLSV-01-4-A5-02 | Cable | LV | LV Cable N2XKYRGbY-0 4x16 mm2 rm(Drum No.:14-1773) | 4*16 | 1071-O2-EL-PO-002-6002-A0-2-001 | OPEN PACKING LIST | Kerman Cable Industries | 582 | meter | 0 |  | ODCC-EL-ARP-0063 | Abad Rahan | 2021-11-23 | 582 | 582 | [49 empty] | 582
1713 | 50 | ECCT1CCB1104HHT | U50-XLSV-01-4-A5-03 | Cable | LV | LV Cable N2XKYRGbY-0 4x16 mm2 rm(Drum No.:15-1776) | 4*16 | 1071-O2-EL-PO-002-6002-A0-2-001 | OPEN PACKING LIST | Kerman Cable Industries | 597 | meter | 0 |  | ODCC-EL-ARP-0023 | Abad Rahan | 2021-05-17 | 597 | 597 | [49 empty] | 597
1714 | 50 | ECCT1CCB1104HHT | U50-XLSV-01-4-A5-02 | Cable | LV | LV Cable N2XKYRGbY-0 4x16 mm2 rm(Drum No.:16-1774) | 4*16 | 1071-O2-EL-PO-002-6002-A0-2-001 | OPEN PACKING LIST | Kerman Cable Industries | 849 | meter | 555 |  | ODCC-EL-IGC-0100 | IGC | 2021-05-17 | 849 | 849 | [43 empty] | ODCC-EL-IGC-0013 | IGC | 2021-11-27 | 555 |  |  | 294
1715 | 50 | ECCT1CCB1104HHT | U50-XLSV-01-4-A5-01 | Cable | LV | LV Cable N2XKYRGDY-0 4X16 mm2 rm(Drum No.:16-1777) | 4*16 | 1071-O2-EL-PO-002-6002-A0-2-001 | OPEN PACKING LIST | Kerman Cable Industries | 672 | meter | 0 | MRV | ODCC-EL-SEK-0002 | SEKAF | 2021-05-17 | 672 | 672 |  | ODCC-EL-EXR-0011 | Exir | 2021-06-08 | 400 | 400 | [37 empty] | ODCC-EL-SEK-001 | Sekaf | 2021-06-03 | 400 | 400 |  | 672
1716 | 50 | ECCT1CCB1104HHT | U50-XLSV-01-4-A5-06 | Cable | LV | LV Cable N2XKYRGbY-0 4x16 mm2 rm(Drum No.:18-1778) | 4*16 | 1071-O2-EL-PO-002-6002-A0-2-001 | OPEN PACKING LIST | Kerman Cable Industries | 1048 | meter | 0 |  | ODCC-EL-ARP-0023 | Abad Rahan | 2021-05-17 | 1048 | 1048 | [49 empty] | 1048
1717 | 43 | ECCT1CCB1105IHT | U43-XLSV-01-4-A6-01 | Cable | LV | LV Cable N2XKYRGbY-0 3x25+16 mm2 rm(Drum No.:13-1813) | 3*25+16 | 1071-O2-EL-PO-002-6002-A0-2-001 | OPEN PACKING LIST | Kerman Cable Industries | 103 | meter | 103 | [55 empty] | 0
1718 | 50 | ECCT1CCB1105IHT | U50-XLSV-01-4-A6-01 | Cable | LV | LV Cable N2XKYRGbY-0 3x25+16 mm2 rm(Drum No.:13-1814) | 3*25+16 | 1071-O2-EL-PO-002-6002-A0-2-001 | OPEN PACKING LIST | Kerman Cable Industries | 270 | meter | 0 |  | ODCC-EL-SEK-0002 | SEKAF | 2021-05-17 | 270 | 270 | [49 empty] | 270
1719 | 42 | ECCT1CCB1105IHT | U42-XLSV-01-4-A6-01 | Cable | LV | LV Cable N2XKYRGbY-O 3x25+16 mm2 rm(Drum No.:16-1790) | 3*25+16 | 1071-O2-EL-PO-002-6002-A0-2-001 | OPEN PACKING LIST | Kerman Cable Industries | 526 | meter | 0 |  | ODCC-EL-ARP-0061 | Abad Rahan | 2021-10-31 | 526 | 526 | [49 empty] | 526
1720 | 42 | ECCT1CCB1105IHT | U42-XLSV-01-4-A6-02 | Cable | LV | LV Cable N2XKYRGBY-0 3x25+16 mm2 rm(Drum No.:16-1791) | 3*25+16 | 1071-O2-EL-PO-002-6002-A0-2-001 | OPEN PACKING LIST | Kerman Cable Industries | 526 | meter | 0 |  | ODCC-EL-ARP-0061 | Abad Rahan | 2021-10-31 | 526 | 526 | [49 empty] | 526
1721 | 42 | ECCT1CCB1105IHT | U42-XLSV-01-4-A6-03 | Cable | LV | LV Cable N2XKYRGbY-0 3x25+16 mm2 rm(Drum No.:16-1792) | 3*25+16 | 1071-O2-EL-PO-002-6002-A0-2-001 | OPEN PACKING LIST | Kerman Cable Industries | 526 | meter | 0 |  | ODCC-EL-ARP-0061 | Abad Rahan | 2021-10-31 | 526 | 526 | [49 empty] | 526
1722 | 42 | ECCT1CCB1105IHT | U42-XLSV-01-4-A6-04 | Cable | LV | LV Cable N2XKYRGbY-O 3x25/16 mm2 rm(Drum No.:16-1793) | 3*25+16 | 1071-O2-EL-PO-002-6002-A0-2-001 | OPEN PACKING LIST | Kerman Cable Industries | 528 | meter | 0 |  | ODCC-EL-ARP-0061 | Abad Rahan | 2021-10-31 | 528 | 528 | [49 empty] | 528
1723 | 35 | ECCT1CCB1105IHT | U35-XLSV-01-4-A6-02 | Cable | LV | LV Cable N2XKYRGbY-O 3x25/16 mm2 rm(Drum No.:16-1804) | 3*25+16 | 1071-O2-EL-PO-002-6002-A0-2-001 | OPEN PACKING LIST | Kerman Cable Industries | 540 | meter | 0 |  | ODCC-EL-ARP-0059 | Abad Rahan | 2021-10-03 | 540 | 540 | [49 empty] | 540
1724 | 42 | ECCT1CCB1105IHT | U42-XLSV-01-4-A6-05 | Cable | LV | LV Cable N2XKYRGbY-O 3x25/16 mm2 rm(Drum No.:16-1805) | 3*25+16 | 1071-O2-EL-PO-002-6002-A0-2-001 | OPEN PACKING LIST | Kerman Cable Industries | 551 | meter | 0 |  | ODCC-EL-ARP-0061 | Abad Rahan | 2021-10-31 | 551 | 551 | [49 empty] | 551
1725 | 50 | ECCT1CCB1105IHT | U50-XLSV-01-4-A6-02 | Cable | LV | LV Cable N2XKYRGbY-O 3x25/16 mm2 rm(Drum No.:16-1806) | 3*25+16 | 1071-O2-EL-PO-002-6002-A0-2-001 | OPEN PACKING LIST | Kerman Cable Industries | 573 | meter | 0 |  | ODCC-EL-ARP-0023 | Abad Rahan | 2021-05-17 | 573 | 573 | [49 empty] | 573
1726 | 42 | ECCT1CCB1105IHT | U42-XLSV-01-4-A6-06 | Cable | LV | LV Cable N2XKYRGbY-O 3x25/16 mm2 rm(Drum No.:16-1807) | 3*25+16 | 1071-O2-EL-PO-002-6002-A0-2-001 | OPEN PACKING LIST | Kerman Cable Industries | 721 | meter | 0 |  | ODCC-EL-ARP-0061 | Abad Rahan | 2021-10-31 | 721 | 721 | [49 empty] | 721
1727 | 61 | ECCT1CCB1105IHT | U61-XLSV-01-4-A6-01 | Cable | LV | LV Cable N2XKYRGbY-O 3x25/16 mm2 rm(Drum No.:16-1815) | 3*25+16 | 1071-O2-EL-PO-002-6002-A0-2-001 | OPEN PACKING LIST | Kerman Cable Industries | 423 | meter | 0 |  | ODCC-EL-ARP-0030 | Abad Rahan | 2021-05-28 | 423 | 423 | [49 empty] | 423
1728 | 35 | ECCT1CCB1105IHT | U35-XLSV-01-4-A6-01 | Cable | LV | LV Cable N2XKYRGbY-O 3x25/16 mm2 rm(Drum No.:20-1816) | 3*25+16 | 1071-O2-EL-PO-002-6002-A0-2-001 | OPEN PACKING LIST | Kerman Cable Industries | 1497 | meter | 1497 | [55 empty] | 0
1729 | 44 | ECCT1CCB1103ITT | U44-XLSV-01-3-A6-01 | Cable | LV | LV Cable N2XKYRGbY-O 3x25 mm2 rm(Drum No.:14-1821) | 3*25 | 1071-O2-EL-PO-002-6002-A0-2-001 | OPEN PACKING LIST | Kerman Cable Industries | 400 | meter | 0 |  | ODCC-EL-ARP-0030 | Abad Rahan | 2021-05-28 | 400 | 400 | [49 empty] | 400
1730 | 44 | ECCT1CCB1104IIT | U44-XLSV-01-4-A6-01 | Cable | LV | LV Cable N2XKYRGbY-O 4x25 mm2 rm(Drum No.:12-1781) | 4*25 | 1071-O2-EL-PO-002-6002-A0-2-001 | OPEN PACKING LIST | Kerman Cable Industries | 214 | meter | 0 |  | ODCC-EL-ARP-0030 | Abad Rahan | 2021-05-28 | 214 | 214 | [49 empty] | 214
1731 | 44 | ECCT1CCB1104IIT | U44-XLSV-01-4-A6-03 | Cable | LV | LV Cable N2XKYRGbY-O 4x25 mm2 rm(Drum No.:13-1782) | 4*25 | 1071-O2-EL-PO-002-6002-A0-2-001 | OPEN PACKING LIST | Kerman Cable Industries | 311 | meter | 0 |  | ODCC-EL-ARP-0030 | Abad Rahan | 2021-05-28 | 311 | 311 | [49 empty] | 311
1732 | 43 | ECCT1CCB1104IIT | U43-XLSV-01-4-A6-02 | Cable | LV | LV Cable N2XKYRGbY-O 4x25 mm2 rm(Drum No.:16-1783) | 4*25 | 1071-O2-EL-PO-002-6002-A0-2-001 | OPEN PACKING LIST | Kerman Cable Industries | 670 | meter | 670 | [55 empty] | 0
1733 | 42 | ECCT1CCB1104IIT | U42-XLSV-01-4-A6-08 | Cable | LV | LV Cable N2XKYRGbY-O 4x25 mm2 rm(Drum No.:16-1784) | 4*25 | 1071-O2-EL-PO-002-6002-A0-2-001 | OPEN PACKING LIST | Kerman Cable Industries | 770 | meter | 0 |  | ODCC-EL-ARP-0063 | Abad Rahan | 2021-11-23 | 770 | 770 | [49 empty] | 770
1734 | 42 | ECCT1CCB1104IIT | U42-XLSV-01-4-A6-09 | Cable | LV | LV Cable N2XKYRGbY-O 4x25 mm2 rm(Drum No.:18-1785) | 4*25 | 1071-O2-EL-PO-002-6002-A0-2-001 | OPEN PACKING LIST | Kerman Cable Industries | 838 | meter | 0 |  | ODCC-EL-ARP-0063 | Abad Rahan | 2021-11-23 | 838 | 838 | [49 empty] | 838
1735 | 61 | ECCT1CCB1104IIT | U61-XLSV-01-4-A6-02 | Cable | LV | LV Cable N2XKYRGbY-O 4x25 mm2 rm(Drum No.:20-1786) | 4*25 | 1071-O2-EL-PO-002-6002-A0-2-001 | OPEN PACKING LIST | Kerman Cable Industries | 1160 | meter | 0 |  | ODCC-EL-ARP-0030 | Abad Rahan | 2021-05-28 | 1160 | 1160 | [49 empty] | 1160
1736 | 44 | ECCT1CCB1105ITH | U44-XLSV-01-4-A6-02 | Cable | LV | LV Cable N2XKYRGbY-J 3x25/16 mm2 rm(Drum No.:10-1787) | 3*25+16 | 1071-O2-EL-PO-002-6002-A0-2-001 | OPEN PACKING LIST | Kerman Cable Industries | 98 | meter | 0 |  | ODCC-EL-ARP-0030 | Abad Rahan | 2021-05-28 | 98 | 98 | [49 empty] | 98
1737 | 35 | ECCT1CCB1105ITH | U35-XLSV-01-4-A6-04 | Cable | LV | LV Cable N2XKYRGbY-J 3x25/16 mm2 rm(Drum No.:13-1788) | 3*25+16 | 1071-O2-EL-PO-002-6002-A0-2-001 | OPEN PACKING LIST | Kerman Cable Industries | 139 | meter | 139 | [55 empty] | 0
1738 | 42 | ECCT1CCB1105ITH | U42-XLSV-01-4-A6-07 | Cable | LV | LV Cable N2XKYRGbY-J 3x25/16 mm2 rm(Drum No.:13-1789) | 3*25+16 | 1071-O2-EL-PO-002-6002-A0-2-001 | OPEN PACKING LIST | Kerman Cable Industries | 154 | meter | 0 |  | ODCC-EL-ARP-0063 | Abad Rahan | 2021-11-23 | 154 | 154 | [49 empty] | 154
1739 | 61 | ECCT1CCB1105JHT | U61-XLSV-01-4-A7-01 | Cable | LV | LV Cable N2XKYRGBY-O 3X35/16 mm2 rm(Drum No.:13-1808) | 3*35+16 | 1071-O2-EL-PO-002-6002-A0-2-001 | OPEN PACKING LIST | Kerman Cable Industries | 123 | meter | 0 |  | ODCC-EL-ARP-0030 | Abad Rahan | 2021-05-28 | 123 | 123 | [49 empty] | 123
1740 | 42 | ECCT1CCB1105JHT | U42-XLSV-01-4-A7-01 | Cable | LV | LV Cable N2XKYRGBY-O 3X35/16 mm2 rm(Drum No.:13-1809) | 3*35+16 | 1071-O2-EL-PO-002-6002-A0-2-001 | OPEN PACKING LIST | Kerman Cable Industries | 262 | meter | 0 |  | ODCC-EL-ARP-0063 | Abad Rahan | 2021-11-23 | 262 | 262 | [49 empty] | 262
1741 | 35 | ECCT1CCB1103JTT | U35-XLSV-01-3-A7-02 | Cable | LV | LV Cable N2XKYRGbY-O 3X35 mm2 rm(Drum No.:20-1779) | 3*35 | 1071-O2-EL-PO-002-6002-A0-2-001 | OPEN PACKING LIST | Kerman Cable Industries | 1512 | meter | 1512 | [55 empty] | 0
1742 | 35 | ECCT1CCB1103JTT | U35-XLSV-01-3-A7-01 | Cable | LV | LV Cable N2XKYRGbY-O 3x35 mm2 rm(Drum No.:20-1780) | 3*35 | 1071-O2-EL-PO-002-6002-A0-2-001 | OPEN PACKING LIST | Kerman Cable Industries | 1512 | meter | 1512 | [55 empty] | 0
1743 | 42 | ECCT1CCB1105JTH | U42-XLSV-01-4-A7-02 | Cable | LV | LV Cable N2XKYRGbY-J 3x35/16 mm2 rm(Drum No.:13-1810) | 3*35+16 | 1071-O2-EL-PO-002-6002-A0-2-001 | OPEN PACKING LIST | Kerman Cable Industries | 221 | meter | 0 |  | ODCC-EL-ARP-0063 | Abad Rahan | 2021-11-23 | 221 | 221 | [49 empty] | 221
1744 | 42 | ECCT1CCB1103KTT | U42-XLSV-01-3-A8-01 | Cable | LV | LV Cable N2XKYRGBY-O 3x50 sm(Drum No.:16-1843) | 3*50 | 1071-O2-EL-PO-002-6002-A0-2-001 | OPEN PACKING LIST | Kerman Cable Industries | 535 | meter | 0 |  | ODCC-EL-ARP-0061 | Abad Rahan | 2021-10-31 | 535 | 535 | [49 empty] | 535
1745 | 42 | ECCT1CCB1103KTT | U42-XLSV-01-3-A8-02 | Cable | LV | LV Cable N2XKYRGBY-O 3x50 sm(Drum No.:16-1844) | 3*50 | 1071-O2-EL-PO-002-6002-A0-2-001 | OPEN PACKING LIST | Kerman Cable Industries | 542 | meter | 0 |  | ODCC-EL-ARP-0061 | Abad Rahan | 2021-10-31 | 542 | 542 | [49 empty] | 542
1746 | 35 | ECCT1CCB1103LTT | U35-XLSV-01-3-A9-02 | Cable | LV | LV Cable N2XKYRGbY-O 3x70 mm2 sm(Drum No.:16-1794) | 3*70 | 1071-O2-EL-PO-002-6002-A0-2-001 | OPEN PACKING LIST | Kerman Cable Industries | 486 | meter | 0 |  | ODCC-EL-ARP-0059 | Abad Rahan | 2021-10-03 | 486 | 486 | [49 empty] | 486
1747 | 35 | ECCT1CCB1103LTT | U35-XLSV-01-3-A9-04 | Cable | LV | LV Cable N2XKYRGbY-O 3x70 mm2 sm(Drum No.:16-1795) | 3*70 | 1071-O2-EL-PO-002-6002-A0-2-001 | OPEN PACKING LIST | Kerman Cable Industries | 486 | meter | 0 |  | ODCC-EL-ARP-0059 | Abad Rahan | 2021-10-03 | 486 | 486 | [49 empty] | 486
1748 | 35 | ECCT1CCB1103LTT | U35-XLSV-01-3-A9-03 | Cable | LV | LV Cable N2XKYRGbY-O 3x70 mm2 sm(Drum No.:16-1796) | 3*70 | 1071-O2-EL-PO-002-6002-A0-2-001 | OPEN PACKING LIST | Kerman Cable Industries | 486 | meter | 0 |  | ODCC-EL-ARP-0059 | Abad Rahan | 2021-10-03 | 486 | 486 | [49 empty] | 486
1749 | 35 | ECCT1CCB1103LTT | U35-XLSV-01-3-A9-01 | Cable | LV | LV Cable N2XKYRGbY-O 3x70 mm2 sm(Drum No.:16-1811) | 3*70 | 1071-O2-EL-PO-002-6002-A0-2-001 | OPEN PACKING LIST | Kerman Cable Industries | 485 | meter | 0 |  | ODCC-EL-ARP-0059 | Abad Rahan | 2021-10-03 | 485 | 485 | [49 empty] | 485
1750 | 35 | ECCT1CCB1103LTT | U35-XLSV-01-3-A9-05 | Cable | LV | LV Cable N2XKYRGbY-O 3x70 mm2 sm(Drum No.:18-1798) | 3*70 | 1071-O2-EL-PO-002-6002-A0-2-001 | OPEN PACKING LIST | Kerman Cable Industries | 595 | meter | 0 |  | ODCC-EL-ARP-0059 | Abad Rahan | 2021-10-03 | 595 | 595 | [49 empty] | 595
1751 | 43 | ECCT1CCB1103LTT | U43-XLSV-01-3-A9-01 | Cable | LV | LV Cable N2XKYRGbY-O 3x70 mm2 sm(Drum No.:18-1812) | 3*70 | 1071-O2-EL-PO-002-6002-A0-2-001 | OPEN PACKING LIST | Kerman Cable Industries | 692 | meter | 692 | [55 empty] | 0
1752 | 35 | ECCT1CCB1103LTT | U35-XLSV-01-3-A9-06 | Cable | LV | LV Cable N2XKYRGbY-O 3x70 mm2 sm(Drum No.:19-1797) | 3*70 | 1071-O2-EL-PO-002-6002-A0-2-001 | OPEN PACKING LIST | Kerman Cable Industries | 594 | meter | 0 |  | ODCC-EL-ARP-0059 | Abad Rahan | 2021-10-03 | 594 | 594 | [49 empty] | 594
1753 | 42 | ECCT1CCB1103NTT | U42-XLSV-01-3-AB-01 | Cable | LV | LV Cable N2XKYRGbY-O 3x120 mm2 sm(Drum No.:18-1916) | 3*120 | 1071-O2-EL-PO-002-6002-A0-2-001 | OPEN PACKING LIST | Kerman Cable Industries | 370 | meter | 0 |  | ODCC-EL-ARP-0063 | Abad Rahan | 2021-11-23 | 370 | 370 | [49 empty] | 370
1754 | 35 | ECCT1CCB1103NTT | U35-XLSV-01-3-AB-02 | Cable | LV | LV Cable N2XKYRGbY-O 3x120 mm2 sm(Drum No.:20-1911) | 3*120 | 1071-O2-EL-PO-002-6002-A0-2-001 | OPEN PACKING LIST | Kerman Cable Industries | 487 | meter | 0 |  | ODCC-EL-ARP-0059 | Abad Rahan | 2021-10-03 | 487 | 487 | [49 empty] | 487
1755 | 61 | ECCT1CCB1103NTT | U61-XLSV-01-3-AB-01 | Cable | LV | LV Cable N2XKYRGbY-O 3x120 mm2 sm(Drum No.:20-1917) | 3*120 | 1071-O2-EL-PO-002-6002-A0-2-001 | OPEN PACKING LIST | Kerman Cable Industries | 379 | meter | 0 |  | ODCC-EL-ARP-0030 | Abad Rahan | 2021-05-28 | 379 | 379 | [49 empty] | 379
1756 | 35 | ECCT1CCB1103NTT | U35-XLSV-01-3-AB-01 | Cable | LV | LV Cable N2XKYRGbY-O 3x120 mm2 sm(Drum No.:20-1918) | 3*120 | 1071-O2-EL-PO-002-6002-A0-2-001 | OPEN PACKING LIST | Kerman Cable Industries | 486 | meter | 0 |  | ODCC-EL-ARP-0059 | Abad Rahan | 2021-10-03 | 486 | 486 | [49 empty] | 486
1757 | 35 | ECCT1CCB1103NTT | U35-XLSV-01-3-AB-03 | Cable | LV | LV Cable N2XKYRGbY-O 3x120 mm2 sm(Drum No.:20-1919) | 3*120 | 1071-O2-EL-PO-002-6002-A0-2-001 | OPEN PACKING LIST | Kerman Cable Industries | 486 | meter | 0 |  | ODCC-EL-ARP-0059 | Abad Rahan | 2021-10-03 | 486 | 486 | [49 empty] | 486
1758 | 35 | ECCT1CCB1103NTT | U35-XLSV-01-3-AB-04 | Cable | LV | LV Cable N2XKYRGbY-O 3x120 mm2 sm(Drum No.:20-1920) | 3*120 | 1071-O2-EL-PO-002-6002-A0-2-001 | OPEN PACKING LIST | Kerman Cable Industries | 487 | meter | 0 |  | ODCC-EL-ARP-0059 | Abad Rahan | 2021-10-03 | 487 | 487 | [49 empty] | 487
1759 | 42 | ECCT1CCB1103NTT | U42-XLSV-01-3-AB-02 | Cable | LV | LV Cable N2XKYRGbY-O 3x120 mm2 sm(Drum No.:20-1921) | 3*120 | 1071-O2-EL-PO-002-6002-A0-2-001 | OPEN PACKING LIST | Kerman Cable Industries | 700 | meter | 0 |  | ODCC-EL-ARP-0063 | Abad Rahan | 2021-11-23 | 700 | 700 | [49 empty] | 700
1760 | 42 | ECCT1CCB1103OTT | U42-XLSV-01-3-AC-07 | Cable | LV | LV Cable N2XKYRGbY-O 3x150 mm2 sm(Drum No.:18-1856) | 3*150 | 1071-O2-EL-PO-002-6002-A0-2-001 | OPEN PACKING LIST | Kerman Cable Industries | 308 | meter | 0 |  | ODCC-EL-ARP-0063 | Abad Rahan | 2021-11-23 | 308 | 308 | [49 empty] | 308
1761 | 42 | ECCT1CCB1103OTT | U42-XLSV-01-3-AC-09 | Cable | LV | LV Cable N2XKYRGbY-O 3x150 mm2 sm(Drum No.:18-1857) | 3*150 | 1071-O2-EL-PO-002-6002-A0-2-001 | OPEN PACKING LIST | Kerman Cable Industries | 313 | meter | 0 |  | ODCC-EL-ARP-0063 | Abad Rahan | 2021-11-23 | 313 | 313 | [49 empty] | 313
1762 | 42 | ECCT1CCB1103OTT | U42-XLSV-01-3-AC-11 | Cable | LV | LV Cable N2XKYRGbY-O 3x150 mm2 sm(Drum No.:18-1858) | 3*150 | 1071-O2-EL-PO-002-6002-A0-2-001 | OPEN PACKING LIST | Kerman Cable Industries | 313 | meter | 0 |  | ODCC-EL-ARP-0063 | Abad Rahan | 2021-11-23 | 313 | 313 | [49 empty] | 313
1763 | 42 | ECCT1CCB1103OTT | U42-XLSV-01-3-AC-10 | Cable | LV | LV Cable N2XKYRGbY-O 3x150 mm2 sm(Drum No.:18-1859) | 3*150 | 1071-O2-EL-PO-002-6002-A0-2-001 | OPEN PACKING LIST | Kerman Cable Industries | 313 | meter | 0 |  | ODCC-EL-ARP-0063 | Abad Rahan | 2021-11-23 | 313 | 313 | [49 empty] | 313
1764 | 42 | ECCT1CCB1103OTT | U42-XLSV-01-3-AC-08 | Cable | LV | LV Cable N2XKYRGbY-O 3x150 mm2 sm(Drum No.:18-1860) | 3*150 | 1071-O2-EL-PO-002-6002-A0-2-001 | OPEN PACKING LIST | Kerman Cable Industries | 313 | meter | 0 |  | ODCC-EL-ARP-0063 | Abad Rahan | 2021-11-23 | 313 | 313 | [49 empty] | 313
1765 | 42 | ECCT1CCB1103OTT | U42-XLSV-01-3-AC-05 | Cable | LV | LV Cable N2XKYRGbY-O 3x150 mm2 sm(Drum No.:18-1861) | 3*150 | 1071-O2-EL-PO-002-6002-A0-2-001 | OPEN PACKING LIST | Kerman Cable Industries | 314 | meter | 0 |  | ODCC-EL-ARP-0063 | Abad Rahan | 2021-11-23 | 314 | 314 | [49 empty] | 314
1766 | 42 | ECCT1CCB1103OTT | U42-XLSV-01-3-AC-04 | Cable | LV | LV Cable N2XKYRGbY-O 3x150 mm2 sm(Drum No.:18-1862) | 3*150 | 1071-O2-EL-PO-002-6002-A0-2-001 | OPEN PACKING LIST | Kerman Cable Industries | 314 | meter | 0 |  | ODCC-EL-ARP-0063 | Abad Rahan | 2021-11-23 | 314 | 314 | [49 empty] | 314
1767 | 42 | ECCT1CCB1103OTT | U42-XLSV-01-3-AC-06 | Cable | LV | LV Cable N2XKYRGbY-O 3x150 mm2 sm(Drum No.:18-1863) | 3*150 | 1071-O2-EL-PO-002-6002-A0-2-001 | OPEN PACKING LIST | Kerman Cable Industries | 314 | meter | 0 |  | ODCC-EL-ARP-0063 | Abad Rahan | 2021-11-23 | 314 | 314 | [49 empty] | 314
1768 | 42 | ECCT1CCB1103OTT | U42-XLSV-01-3-AC-01 | Cable | LV | LV Cable N2XKYRGbY-O 3x150 mm2 sm(Drum No.:18-1867) | 3*150 | 1071-O2-EL-PO-002-6002-A0-2-001 | OPEN PACKING LIST | Kerman Cable Industries | 463 | meter | 0 |  | ODCC-EL-ARP-0063 | Abad Rahan | 2021-11-23 | 463 | 463 | [49 empty] | 463
1769 | 42 | ECCT1CCB1103OTT | U42-XLSV-01-3-AC-02 | Cable | LV | LV Cable N2XKYRGbY-O 3x150 mm2 sm(Drum No.:18-1868) | 3*150 | 1071-O2-EL-PO-002-6002-A0-2-001 | OPEN PACKING LIST | Kerman Cable Industries | 463 | meter | 0 |  | ODCC-EL-ARP-0063 | Abad Rahan | 2021-11-23 | 463 | 463 | [49 empty] | 463
1770 | 42 | ECCT1CCB1103OTT | U42-XLSV-01-3-AC-14 | Cable | LV | LV Cable N2XKYRGbY-O 3x150 mm2 sm(Drum No.:18-1900) | 3*150 | 1071-O2-EL-PO-002-6002-A0-2-001 | OPEN PACKING LIST | Kerman Cable Industries | 314 | meter | 0 |  | ODCC-EL-ARP-0063 | Abad Rahan | 2021-11-23 | 314 | 314 | [49 empty] | 314
1771 | 42 | ECCT1CCB1103OTT | U42-XLSV-01-3-AC-12 | Cable | LV | LV Cable N2XKYRGbY-O 3x150 mm2 sm(Drum No.:18-1901) | 3*150 | 1071-O2-EL-PO-002-6002-A0-2-001 | OPEN PACKING LIST | Kerman Cable Industries | 314 | meter | 0 |  | ODCC-EL-ARP-0063 | Abad Rahan | 2021-11-23 | 314 | 314 | [49 empty] | 314
1772 | 42 | ECCT1CCB1103OTT | U42-XLSV-01-3-AC-15 | Cable | LV | LV Cable N2XKYRGbY-O 3x150 mm2 sm(Drum No.:18-1902) | 3*150 | 1071-O2-EL-PO-002-6002-A0-2-001 | OPEN PACKING LIST | Kerman Cable Industries | 314 | meter | 0 |  | ODCC-EL-ARP-0063 | Abad Rahan | 2021-11-23 | 314 | 314 | [49 empty] | 314
1773 | 42 | ECCT1CCB1103OTT | U42-XLSV-01-3-AC-13 | Cable | LV | LV Cable N2XKYRGbY-O 3x150 mm2 sm(Drum No.:18-1903) | 3*150 | 1071-O2-EL-PO-002-6002-A0-2-001 | OPEN PACKING LIST | Kerman Cable Industries | 314 | meter | 0 |  | ODCC-EL-ARP-0063 | Abad Rahan | 2021-11-23 | 314 | 314 | [49 empty] | 314
1774 | 42 | ECCT1CCB1103OTT | U42-XLSV-01-3-AC-03 | Cable | LV | LV Cable N2XKYRGbY-O 3x150 mm2 sm(Drum No.:19-1866) | 3*150 | 1071-O2-EL-PO-002-6002-A0-2-001 | OPEN PACKING LIST | Kerman Cable Industries | 463 | meter | 0 |  | ODCC-EL-ARP-0063 | Abad Rahan | 2021-11-23 | 463 | 463 | [49 empty] | 463
1775 | 43 | ECCT1CCB1103OTT | U43-XLSV-01-3-AC-01 | Cable | LV | LV Cable N2XKYRGbY-O 3x150 mm2 sm(Drum No.:20-1864) | 3*150 | 1071-O2-EL-PO-002-6002-A0-2-001 | OPEN PACKING LIST | Kerman Cable Industries | 521 | meter | 521 | [55 empty] | 0
1776 | 43 | ECCT1CCB1103OTT | U43-XLSV-01-3-AC-02 | Cable | LV | LV Cable N2XKYRGbY-O 3x150 mm2 sm(Drum No.:20-1865) | 3*150 | 1071-O2-EL-PO-002-6002-A0-2-001 | OPEN PACKING LIST | Kerman Cable Industries | 521 | meter | 521 | [55 empty] | 0
1777 | 43 | ECCT1CCB1103OTT | U43-XLSV-01-3-AC-03 | Cable | LV | LV Cable N2XKYRGbY-O 3x150 mm2 sm(Drum No.:20-1869) | 3*150 | 1071-O2-EL-PO-002-6002-A0-2-001 | OPEN PACKING LIST | Kerman Cable Industries | 518 | meter | 518 | [55 empty] | 0
1778 | 43 | ECCT1CCB1103OTT | U43-XLSV-01-3-AC-04 | Cable | LV | LV Cable N2XKYRGbY-O 3x150 mm2 sm(Drum No.:20-1870) | 3*150 | 1071-O2-EL-PO-002-6002-A0-2-001 | OPEN PACKING LIST | Kerman Cable Industries | 520 | meter | 520 | [55 empty] | 0
1779 | 43 | ECCT1CCB1103OTT | U43-XLSV-01-3-AC-05 | Cable | LV | LV Cable N2XKYRGbY-O 3x150 mm2 sm(Drum No.:20-1904) | 3*150 | 1071-O2-EL-PO-002-6002-A0-2-001 | OPEN PACKING LIST | Kerman Cable Industries | 521 | meter | 521 | [55 empty] | 0
1780 | 43 | ECCT1CCB1103OTT | U43-XLSV-01-3-AC-06 | Cable | LV | LV Cable N2XKYRGbY-O 3x150 mm2 sm(Drum No.:20-1905) | 3*150 | 1071-O2-EL-PO-002-6002-A0-2-001 | OPEN PACKING LIST | Kerman Cable Industries | 521 | meter | 521 | [55 empty] | 0
1781 | 42 | ECCT1CCB1103QTT | U42-XLSV-01-3-AE-03 | Cable | LV | LV Cable N2XKYRGbY-O 3x240 mm2 sm(Drum No.:20-1912) | 3*240 | 1071-O2-EL-PO-002-6002-A0-2-001 | OPEN PACKING LIST | Kerman Cable Industries | 348 | meter | 0 |  | ODCC-EL-ARP-0063 | Abad Rahan | 2021-11-23 | 348 | 348 | [49 empty] | 348
1782 | 42 | ECCT1CCB1103QTT | U42-XLSV-01-3-AE-04 | Cable | LV | LV Cable N2XKYRGbY-O 3x240 mm2 sm(Drum No.:20-1913) | 3*240 | 1071-O2-EL-PO-002-6002-A0-2-001 | OPEN PACKING LIST | Kerman Cable Industries | 349 | meter | 0 |  | ODCC-EL-ARP-0063 | Abad Rahan | 2021-11-23 | 349 | 349 | [49 empty] | 349
1783 | 42 | ECCT1CCB1103QTT | U42-XLSV-01-3-AE-01 | Cable | LV | LV Cable N2XKYRGbY-O 3x240 mm2 sm(Drum No.:22-1906) | 3*240 | 1071-O2-EL-PO-002-6002-A0-2-001 | OPEN PACKING LIST | Kerman Cable Industries | 348 | meter | 0 |  | ODCC-EL-ARP-0063 | Abad Rahan | 2021-11-23 | 348 | 348 | [49 empty] | 348
1784 | 42 | ECCT1CCB1103QTT | U42-XLSV-01-3-AE-02 | Cable | LV | LV Cable N2XKYRGbY-O 3x240 mm2 sm(Drum No.:22-1907) | 3*240 | 1071-O2-EL-PO-002-6002-A0-2-001 | OPEN PACKING LIST | Kerman Cable Industries | 348 | meter | 0 |  | ODCC-EL-ARP-0063 | Abad Rahan | 2021-11-23 | 348 | 348 | [49 empty] | 348
1785 | 42 | ECCT1CCB1105KIT | U42-XLSV-01-4-A8-01 | Cable | LV | LV Cable N2XKYRGbY-O 3x50/25 mm2 sm/rm(Drum No.:16-1799) | 3*50+25 | 1071-O2-EL-PO-002-6002-A0-2-001 | OPEN PACKING LIST | Kerman Cable Industries | 460 | meter | 0 |  | ODCC-EL-ARP-0061 | Abad Rahan | 2021-10-31 | 460 | 460 | [49 empty] | 460
1786 | 35 | ECCT1CCB1105KIT | U35-XLSV-01-4-A8-01 | Cable | LV | LV Cable N2XKYRGbY-O 3x50/25 mm2 sm/rm(Drum No.:16-1800) | 3*50+25 | 1071-O2-EL-PO-002-6002-A0-2-001 | OPEN PACKING LIST | Kerman Cable Industries | 537 | meter | 0 |  | ODCC-EL-ARP-0059 | Abad Rahan | 2021-10-03 | 537 | 537 | [49 empty] | 537
1787 | 35 | ECCT1CCB1105KIT | U35-XLSV-01-4-A8-02 | Cable | LV | LV Cable N2XKYRGbY-O 3x50/25 mm2 sm/rm(Drum No.:26-1801) | 3*50+25 | 1071-O2-EL-PO-002-6002-A0-2-001 | OPEN PACKING LIST | Kerman Cable Industries | 1504 | meter | 1504 | [55 empty] | 0
1788 | 43 | ECCT1CCB1105LJT | U43-XLSV-01-4-A9-01 | Cable | LV | LV Cable N2XKYRGBY-O 3x70/35 mm2 sm/rm(Drum No.:14-1828) | 3*70+35 | 1071-O2-EL-PO-002-6002-A0-2-001 | OPEN PACKING LIST | Kerman Cable Industries | 238 | meter | 238 | [55 empty] | 0
1789 | 35 | ECCT1CCB1105LJT | U35-XLSV-01-4-A9-01 | Cable | LV | LV Cable N2XKYRGBY-O 3x70/35 mm2 sm/rm(Drum No.:18-1829) | 3*70+35 | 1071-O2-EL-PO-002-6002-A0-2-001 | OPEN PACKING LIST | Kerman Cable Industries | 594 | meter | 0 |  | ODCC-EL-ARP-0059 | Abad Rahan | 2021-10-03 | 594 | 594 | [49 empty] | 594
1790 | 42 | ECCT1CCB1105LJT | U42-XLSV-01-4-A9-01 | Cable | LV | LV Cable N2XKYRGBY-O 3x70/35 mm2 sm/rm(Drum No.:18-1830) | 3*70+35 | 1071-O2-EL-PO-002-6002-A0-2-001 | OPEN PACKING LIST | Kerman Cable Industries | 638 | meter | 0 |  | ODCC-EL-ARP-0063 | Abad Rahan | 2021-11-23 | 638 | 638 | [49 empty] | 638
1791 | 42 | ECCT1CCB1105LJT | U42-XLSV-01-4-A9-02 | Cable | LV | LV Cable N2XKYRGBY-O 3x70/35 mm2 sm/rm(Drum No.:20-1831) | 3*70+35 | 1071-O2-EL-PO-002-6002-A0-2-001 | OPEN PACKING LIST | Kerman Cable Industries | 705 | meter | 0 |  | ODCC-EL-ARP-0061 | Abad Rahan | 2021-10-31 | 705 | 705 | [49 empty] | 705
1792 | 35 | ECCT1CCB1105LJT | U35-XLSV-01-4-A9-02 | Cable | LV | LV Cable N2XKYRGBY-O 3x70/35 mm2 sm/rm(Drum No.:20-1832) | 3*70+35 | 1071-O2-EL-PO-002-6002-A0-2-001 | OPEN PACKING LIST | Kerman Cable Industries | 926 | meter | 0 |  | ODCC-EL-ARP-0061 | Abad Rahan | 2021-10-31 | 926 | 926 | [49 empty] | 926
1793 | 42 | ECCT1CCB1103MTT | U42-XLSV-01-3-AA-04 | Cable | LV | LV Cable N2XKYRGbY-O 3x95 mm2 sm(Drum No.:18-1817) | 3*95 | 1071-O2-EL-PO-002-6002-A0-2-001 | OPEN PACKING LIST | Kerman Cable Industries | 499 | meter | 0 |  | ODCC-EL-ARP-0063 | Abad Rahan | 2021-11-23 | 499 | 499 | [49 empty] | 499
1794 | 43 | ECCT1CCB1103MTT | U43-XLSV-01-3-AA-03 | Cable | LV | LV Cable N2XKYRGbY-O 3x95 mm2 sm(Drum No.:18-1818) | 3*95 | 1071-O2-EL-PO-002-6002-A0-2-001 | OPEN PACKING LIST | Kerman Cable Industries | 566 | meter | 566 | [55 empty] | 0
1795 | 43 | ECCT1CCB1103MTT | U43-XLSV-01-3-AA-02 | Cable | LV | LV Cable N2XKYRGbY-O 3x95 mm2 sm(Drum No.:18-1819) | 3*95 | 1071-O2-EL-PO-002-6002-A0-2-001 | OPEN PACKING LIST | Kerman Cable Industries | 566 | meter | 566 | [55 empty] | 0
1796 | 35 | ECCT1CCB1103MTT | U35-XLSV-01-3-AA-02 | Cable | LV | LV Cable N2XKYRGbY-O 3x95 mm2 sm(Drum No.:18-1833) | 3*95 | 1071-O2-EL-PO-002-6002-A0-2-001 | OPEN PACKING LIST | Kerman Cable Industries | 475 | meter | 0 |  | ODCC-EL-ARP-0059 | Abad Rahan | 2021-10-03 | 475 | 475 | [49 empty] | 475
1797 | 42 | ECCT1CCB1103MTT | U42-XLSV-01-3-AA-05 | Cable | LV | LV Cable N2XKYRGbY-O 3x95 mm2 sm(Drum No.:18-1834) | 3*95 | 1071-O2-EL-PO-002-6002-A0-2-001 | OPEN PACKING LIST | Kerman Cable Industries | 500 | meter | 0 |  | ODCC-EL-ARP-0063 | Abad Rahan | 2021-11-23 | 500 | 500 | [49 empty] | 500
1798 | 42 | ECCT1CCB1103MTT | U42-XLSV-01-3-AA-02 | Cable | LV | LV Cable N2XKYRGbY-O 3x95 mm2 sm(Drum No.:18-1835) | 3*95 | 1071-O2-EL-PO-002-6002-A0-2-001 | OPEN PACKING LIST | Kerman Cable Industries | 613 | meter | 0 |  | ODCC-EL-ARP-0063 | Abad Rahan | 2021-11-23 | 613 | 613 | [49 empty] | 613
1799 | 35 | ECCT1CCB1103MTT | U35-XLSV-01-3-AA-01 | Cable | LV | LV Cable N2XKYRGbY-O 3x95 mm2 sm(Drum No.:18-1871) | 3*95 | 1071-O2-EL-PO-002-6002-A0-2-001 | OPEN PACKING LIST | Kerman Cable Industries | 463 | meter | 0 |  | ODCC-EL-ARP-0059 | Abad Rahan | 2021-10-03 | 463 | 463 | [49 empty] | 463
1800 | 42 | ECCT1CCB1103MTT | U42-XLSV-01-3-AA-03 | Cable | LV | LV Cable N2XKYRGbY-O 3x95 mm2 sm(Drum No.:20-1820) | 3*95 | 1071-O2-EL-PO-002-6002-A0-2-001 | OPEN PACKING LIST | Kerman Cable Industries | 609 | meter | 0 |  | ODCC-EL-ARP-0063 | Abad Rahan | 2021-11-23 | 609 | 609 | [49 empty] | 609
1801 | 42 | ECCT1CCB1103MTT | U42-XLSV-01-3-AA-01 | Cable | LV | LV Cable N2XKYRGbY-O 3x95 mm2 sm(Drum No.:20-1872) | 3*95 | 1071-O2-EL-PO-002-6002-A0-2-001 | OPEN PACKING LIST | Kerman Cable Industries | 600 | meter | 0 |  | ODCC-EL-ARP-0063 | Abad Rahan | 2021-11-23 | 600 | 600 | [49 empty] | 600
1802 | 43 | ECCT1CCB1103MTT | U43-XLSV-01-3-AA-01 | Cable | LV | LV Cable N2XKYRGbY-O 3x95 mm2 sm(Drum No.:20-1873) | 3*95 | 1071-O2-EL-PO-002-6002-A0-2-001 | OPEN PACKING LIST | Kerman Cable Industries | 662 | meter | 662 | [55 empty] | 0
1803 | 61 | ECCT1CCB1105MKT | U61-XLSV-01-4-AA-01 | Cable | LV | LV Cable N2XKYRGbY-O 3x95+50 mm2 sm(Drum No.:16-1922) | 3*95+50 | 1071-O2-EL-PO-002-6002-A0-2-001 | OPEN PACKING LIST | Kerman Cable Industries | 243 | meter | 0 |  | ODCC-EL-ARP-0030 | Abad Rahan | 2021-05-28 | 243 | 243 | [49 empty] | 243
1804 | 42 | ECCT1CCB1105NLT | U42-XLSV-01-4-AB-01 | Cable | LV | LV Cable N2XKYRGbY-O 3x120+70 mm2 sm(Drum No.:20-1923) | 3*120+70 | 1071-O2-EL-PO-002-6002-A0-2-001 | OPEN PACKING LIST | Kerman Cable Industries | 412 | meter | 412 | MRV | ODCC-EL-ARP-0061 | Abad Rahan | 2021-10-31 | 412 | 412 | این درام اضافی می باشد. | [42 empty] | ODCC-EL-ARP-0008 | Abad Rahan | 2021-11-25 | 412 | 412 |  | 0
1805 | 35 | ECCT1CCB1105NLT | U35-XLSV-01-4-AB-01 | Cable | LV | LV Cable N2XKYRGbY-O 3x120+70 mm2 sm(Drum No.:28-1914) | 3*120+70 | 1071-O2-EL-PO-002-6002-A0-2-001 | OPEN PACKING LIST | Kerman Cable Industries | 1449 | meter | 1449 | [55 empty] | 0
1806 | 42 | ECCT1CCB1105OLT | U42-XLSV-01-4-AC-02 | Cable | LV | LV Cable N2XKYRGbY-O 3x150+70 mm2 sm(Drum No.:18-1874) | 3*150+70 | 1071-O2-EL-PO-002-6002-A0-2-001 | OPEN PACKING LIST | Kerman Cable Industries | 257 | meter | 0 |  | ODCC-EL-ARP-0063 | Abad Rahan | 2021-11-23 | 257 | 257 | [49 empty] | 257
1807 | 42 | ECCT1CCB1105OLT | U42-XLSV-01-4-AC-01 | Cable | LV | LV Cable N2XKYRGbY-O 3x150+70 mm2 sm(Drum No.:20-1875) | 3*150+70 | 1071-O2-EL-PO-002-6002-A0-2-001 | OPEN PACKING LIST | Kerman Cable Industries | 479 | meter | 0 |  | ODCC-EL-ARP-0061 | Abad Rahan | 2021-10-31 | 479 | 479 | [49 empty] | 479
1808 | 35 | ECCT1CCB1105OLT | U35-XLSV-01-4-AC-01 | Cable | LV | LV Cable N2XKYRGbY-O 3x150+70 mm2 sm(Drum No.:28-1915) | 3*150+70 | 1071-O2-EL-PO-002-6002-A0-2-001 | OPEN PACKING LIST | Kerman Cable Industries | 1485 | meter | 1485 | [55 empty] | 0
1809 | 42 | ECDE1CCB1103PTT | U42-XOCLSV-01-3-AD-09 | Cable | LV | LV Cable N2XCYKYRGbY-O 3x185 sm/95 mm2(Drum No.:24-1893) | 3*185 | 1071-O2-EL-PO-002-6002-A0-2-001 | OPEN PACKING LIST | Kerman Cable Industries | 546 | meter | 0 |  | ODCC-EL-ARP-0061 | Abad Rahan | 2021-10-31 | 546 | 546 | [49 empty] | 546
1810 | 42 | ECDE1CCB1103PTT | U42-XOCLSV-01-3-AD-12 | Cable | LV | LV Cable N2XCYKYRGbY-O 3x185 sm/95 mm2(Drum No.:24-1894) | 3*185 | 1071-O2-EL-PO-002-6002-A0-2-001 | OPEN PACKING LIST | Kerman Cable Industries | 571 | meter | 0 |  | ODCC-EL-ARP-0061 | Abad Rahan | 2021-10-31 | 571 | 571 | [49 empty] | 571
1811 | 42 | ECDE1CCB1103PTT | U42-XOCLSV-01-3-AD-01 | Cable | LV | LV Cable N2XCYKYRGbY-O 3x185 sm/95 mm2(Drum No.:26-1878) | 3*185 | 1071-O2-EL-PO-002-6002-A0-2-001 | OPEN PACKING LIST | Kerman Cable Industries | 510 | meter | 0 |  | ODCC-EL-ARP-0061 | Abad Rahan | 2021-10-31 | 510 | 510 | [49 empty] | 510
1812 | 42 | ECDE1CCB1103PTT | U42-XOCLSV-01-3-AD-04 | Cable | LV | LV Cable N2XCYKYRGbY-O 3x185 sm/95 mm2(Drum No.:26-1879) | 3*185 | 1071-O2-EL-PO-002-6002-A0-2-001 | OPEN PACKING LIST | Kerman Cable Industries | 526 | meter | 0 |  | ODCC-EL-ARP-0061 | Abad Rahan | 2021-10-31 | 526 | 526 | [49 empty] | 526
1813 | 42 | ECDE1CCB1103PTT | U42-XOCLSV-01-3-AD-07 | Cable | LV | LV Cable N2XCYKYRGbY-O 3x185 sm/95 mm2(Drum No.:26-1880) | 3*185 | 1071-O2-EL-PO-002-6002-A0-2-001 | OPEN PACKING LIST | Kerman Cable Industries | 548 | meter | 0 |  | ODCC-EL-ARP-0061 | Abad Rahan | 2021-10-31 | 548 | 548 | [49 empty] | 548
1814 | 42 | ECDE1CCB1103PTT | U42-XOCLSV-01-3-AD-11 | Cable | LV | LV Cable N2XCYKYRGbY-O 3x185 sm/95 mm2(Drum No.:26-1881) | 3*185 | 1071-O2-EL-PO-002-6002-A0-2-001 | OPEN PACKING LIST | Kerman Cable Industries | 570 | meter | 0 |  | ODCC-EL-ARP-0061 | Abad Rahan | 2021-10-31 | 570 | 570 | [49 empty] | 570
1815 | 42 | ECDE1CCB1103PTT | U42-XOCLSV-01-3-AD-10 | Cable | LV | LV Cable N2XCYKYRGbY-O 3x185 sm/95 mm2(Drum No.:26-1882) | 3*185 | 1071-O2-EL-PO-002-6002-A0-2-001 | OPEN PACKING LIST | Kerman Cable Industries | 571 | meter | 0 |  | ODCC-EL-ARP-0061 | Abad Rahan | 2021-10-31 | 571 | 571 | [49 empty] | 571
1816 | 42 | ECDE1CCB1103PTT | U42-XOCLSV-01-3-AD-03 | Cable | LV | LV Cable N2XCYKYRGbY-O 3x185 sm/95 mm2(Drum No.:26-1883) | 3*185 | 1071-O2-EL-PO-002-6002-A0-2-001 | OPEN PACKING LIST | Kerman Cable Industries | 510 | meter | 0 |  | ODCC-EL-ARP-0061 | Abad Rahan | 2021-10-31 | 510 | 510 | [49 empty] | 510
1817 | 42 | ECDE1CCB1103PTT | U42-XOCLSV-01-3-AD-02 | Cable | LV | LV Cable N2XCYKYRGbY-O 3x185 sm/95 mm2(Drum No.:26-1884) | 3*185 | 1071-O2-EL-PO-002-6002-A0-2-001 | OPEN PACKING LIST | Kerman Cable Industries | 510 | meter | 0 |  | ODCC-EL-ARP-0061 | Abad Rahan | 2021-10-31 | 510 | 510 | [49 empty] | 510
1818 | 42 | ECDE1CCB1103PTT | U42-XOCLSV-01-3-AD-06 | Cable | LV | LV Cable N2XCYKYRGbY-O 3x185 sm/95 mm2(Drum No.:26-1885) | 3*185 | 1071-O2-EL-PO-002-6002-A0-2-001 | OPEN PACKING LIST | Kerman Cable Industries | 528 | meter | 0 |  | ODCC-EL-ARP-0061 | Abad Rahan | 2021-10-31 | 528 | 528 | [49 empty] | 528
1819 | 42 | ECDE1CCB1103PTT | U42-XOCLSV-01-3-AD-05 | Cable | LV | LV Cable N2XCYKYRGbY-O 3x185 sm/95 mm2(Drum No.:26-1886) | 3*185 | 1071-O2-EL-PO-002-6002-A0-2-001 | OPEN PACKING LIST | Kerman Cable Industries | 530 | meter | 0 |  | ODCC-EL-ARP-0061 | Abad Rahan | 2021-10-31 | 530 | 530 | [49 empty] | 530
1820 | 42 | ECDE1CCB1103PTT | U42-XOCLSV-01-3-AD-08 | Cable | LV | LV Cable N2XCYKYRGbY-O 3x185 sm/95 mm2(Drum No.:26-1887) | 3*185 | 1071-O2-EL-PO-002-6002-A0-2-001 | OPEN PACKING LIST | Kerman Cable Industries | 547 | meter | 0 |  | ODCC-EL-ARP-0061 | Abad Rahan | 2021-10-31 | 547 | 547 | [49 empty] | 547
1821 | 42 | ECCT1CCB1103PTT | U42-XLSV-01-3-AD-03 | Cable | LV | LV Cable N2XKYRGbY-O 3x185 mm2 sm(Drum No.:18-1895) | 3*185 | 1071-O2-EL-PO-002-6002-A0-2-001 | OPEN PACKING LIST | Kerman Cable Industries | 266 | meter | 0 |  | ODCC-EL-ARP-0063 | Abad Rahan | 2021-11-23 | 266 | 266 | [49 empty] | 266
1822 | 42 | ECCT1CCB1103PTT | U42-XLSV-01-3-AD-02 | Cable | LV | LV Cable N2XKYRGbY-O 3x185 mm2 sm(Drum No.:18-1896) | 3*185 | 1071-O2-EL-PO-002-6002-A0-2-001 | OPEN PACKING LIST | Kerman Cable Industries | 268 | meter | 0 |  | ODCC-EL-ARP-0063 | Abad Rahan | 2021-11-23 | 268 | 268 | [49 empty] | 268
1823 | 42 | ECCT1CCB1103PTT | U42-XLSV-01-3-AD-01 | Cable | LV | LV Cable N2XKYRGbY-O 3x185 mm2 sm(Drum No.:18-1897) | 3*185 | 1071-O2-EL-PO-002-6002-A0-2-001 | OPEN PACKING LIST | Kerman Cable Industries | 268 | meter | 0 |  | ODCC-EL-ARP-0063 | Abad Rahan | 2021-11-23 | 268 | 268 | [49 empty] | 268
1824 | 42 | ECCT1CCB1103PTT | U42-XLSV-01-3-AD-04 | Cable | LV | LV Cable N2XKYRGbY-O 3x185 mm2 sm(Drum No.:19-1908) | 3*185 | 1071-O2-EL-PO-002-6002-A0-2-001 | OPEN PACKING LIST | Kerman Cable Industries | 268 | meter | 0 |  | ODCC-EL-ARP-0063 | Abad Rahan | 2021-11-23 | 268 | 268 | [49 empty] | 268
1825 | 42 | ECCT1CCB1103PTT | U42-XLSV-01-3-AD-05 | Cable | LV | LV Cable N2XKYRGbY-O 3x185 mm2 sm(Drum No.:19-1909) | 3*185 | 1071-O2-EL-PO-002-6002-A0-2-001 | OPEN PACKING LIST | Kerman Cable Industries | 268 | meter | 0 |  | ODCC-EL-ARP-0063 | Abad Rahan | 2021-11-23 | 268 | 268 | [49 empty] | 268
1826 | 42 | ECCT1CCB1103PTT | U42-XLSV-01-3-AD-06 | Cable | LV | LV Cable N2XKYRGbY-O 3x185 mm2 sm(Drum No.:20-1910) | 3*185 | 1071-O2-EL-PO-002-6002-A0-2-001 | OPEN PACKING LIST | Kerman Cable Industries | 281 | meter | 0 |  | ODCC-EL-ARP-0063 | Abad Rahan | 2021-11-23 | 281 | 281 | [49 empty] | 281
1827 | 61 | ECCT1CCB1105PMT | U61-XLSV-01-4-AD-01 | Cable | LV | LV Cable N2XKYRGbY-O 3x185/95 mm2 sm(Drum No.:20-1898) | 3*185+95 | 1071-O2-EL-PO-002-6002-A0-2-001 | OPEN PACKING LIST | Kerman Cable Industries | 282 | meter | 0 |  | ODCC-EL-ARP-0030 | Abad Rahan | 2021-05-28 | 282 | 282 | [49 empty] | 282
1828 | 42 | ECCT1CCB1105PMT | U42-XLSV-01-4-AD-01 | Cable | LV | LV Cable N2XKYRGbY-O 3x185/95 mm2 sm(Drum No.:20-1899) | 3*185+95 | 1071-O2-EL-PO-002-6002-A0-2-001 | OPEN PACKING LIST | Kerman Cable Industries | 454 | meter | 0 |  | ODCC-EL-ARP-0061 | Abad Rahan | 2021-10-31 | 454 | 454 | [49 empty] | 454
1829 | 42 | ECCT1CCB1104HTH | U42-XLSV-01-4-A5-04 | Cable | LV | LV Cable N2XKYRGbY-J 4x16 mm2 sm(Drum No.:14-1775) | 4*16 | 1071-O2-EL-PO-002-6002-A0-2-001 | OPEN PACKING LIST | Kerman Cable Industries | 540 | meter | 0 |  | ODCC-EL-ARP-0063 | Abad Rahan | 2021-11-23 | 540 | 540 | [49 empty] | 540
1830 | 44 | ECCT1CCB1103HTT | U44-XLSV-01-3-A5-01 | Cable | LV | LV Cable N2XKYRGbY-O 3x16 mm2 rm(Drum No.:11-1845) | 3*16 | 1071-O2-EL-PO-002-6002-A0-2-001 | OPEN PACKING LIST | Kerman Cable Industries | 207 | meter | 0 |  | ODCC-EL-ARP-0030 | Abad Rahan | 2021-05-28 | 207 | 207 | [49 empty] | 207
1831 | 35 | ECCT1CCB1103HTT | U35-XLSV-01-3-A5-01 | Cable | LV | LV Cable N2XKYRGbY-O 3x16 mm2 rm(Drum No.:16-1846) | 3*16 | 1071-O2-EL-PO-002-6002-A0-2-001 | OPEN PACKING LIST | Kerman Cable Industries | 1053 | meter | 0 |  | ODCC-EL-ARP-0059 | Abad Rahan | 2021-10-03 | 1053 | 1053 | [49 empty] | 1053
1832 | 44 | ECCT1CCB1103HHH | U44-XLSV-01-3-A5-02 | Cable | LV | LV Cable N2XKYRGbY-J 3x16 rm(Drum No.:10-1847) | 3*16 | 1071-O2-EL-PO-002-6002-A0-2-001 | OPEN PACKING LIST | Kerman Cable Industries | 102 | meter | 0 |  | ODCC-EL-ARP-0030 | Abad Rahan | 2021-05-28 | 102 | 102 | [49 empty] | 102
1833 | 43 | ECCT1CCB1103HHH | U43-XLSV-01-3-A5-01 | Cable | LV | LV Cable N2XKYRGbY-J 3x16 rm(Drum No.:10-1848) | 3*16 | 1071-O2-EL-PO-002-6002-A0-2-001 | OPEN PACKING LIST | Kerman Cable Industries | 107 | meter | 107 | [55 empty] | 0
1834 | 42 | ECCT1CCB1103HHH | U42-XLSV-01-3-A5-01 | Cable | LV | LV Cable N2XKYRGbY-J 3x16 rm(Drum No.:11-1849) | 3*16 | 1071-O2-EL-PO-002-6002-A0-2-001 | OPEN PACKING LIST | Kerman Cable Industries | 225 | meter | 0 |  | ODCC-EL-ARP-0063 | Abad Rahan | 2021-11-23 | 225 | 225 | [49 empty] | 225
1835 | BD-40-02 | ECCT1CCB1104GGT | U40/BD02-XLSV-01-4-A4-01 | Cable | LV | LV CABLE 4x10 mm² --- 0.6/1 (1.2) kV --- Cu/XLPE/Pet/BD/LSH/PVC/SWAT/PVC --- [Black] (Drum No.: 1994730) | 4*10 | 1071-O2-EL-PO-024-6023-A0-0-003 | OPEN PACKING LIST | ABHAR WIRE & CABLE CO. | 323 | meter | 323 | [55 empty] | 0
1836 | BD-40-02 | ECCT1CCB1105KIT | U40/BD02-XLSV-01-4-A8-01 | Cable | LV | LV CABLE 3x50 mm² --- 0.6/1 (1.2) kV --- Cu/XLPE/Pet/BD/LSH/PVC/SWAT/PVC --- [Black] (Drum No.: 1994731) | 3*50+25 | 1071-O2-EL-PO-024-6023-A0-0-003 | OPEN PACKING LIST | ABHAR WIRE & CABLE CO. | 323 | meter | 323 | [55 empty] | 0
1837 | BD-40-11 | ECCV1CCB1103DDD | U40/BD11-XSV-01-3-A1-01 | Cable | LV | LV CABLE 3x2.5 mm² --- 0.6/1 (1.2) kV --- Cu/XLPE/Pet/Bd/SWAT/PVC --- [Black] (Drum No.: 1994729) | 3*2.5 | 1071-O2-EL-PO-024-6023-A0-0-003 | OPEN PACKING LIST | ABHAR WIRE & CABLE CO. | 46 | meter | 46 | [55 empty] | 0
1838 | BD-40-11 | ECCT1CCB1103EEE | U40/BD11-XLSV-01-3-A2-01 | Cable | LV | LV CABLE 3x4 mm² --- 0.6/1 (1.2) kV --- Cu/XLPE/Pet/BD/LSH/PVC/SWAT/PVC --- [Black] (Drum No.: 1994727) | 3*4 | 1071-O2-EL-PO-024-6023-A0-0-003 | OPEN PACKING LIST | ABHAR WIRE & CABLE CO. | 236 | meter | 236 | [55 empty] | 0
1839 | BD-40-11 | ECCV1CCB1103EEE | U40/BD11-XSV-01-3-A2-01 | Cable | LV | LV CABLE 3x4 mm² --- 0.6/1 (1.2) kV --- Cu/XLPE/Pet/Bd/SWAT/PVC --- [Black] (Drum No.: 1994726) | 3*4 | 1071-O2-EL-PO-024-6023-A0-0-003 | OPEN PACKING LIST | ABHAR WIRE & CABLE CO. | 87 | meter | 87 | [55 empty] | 0
1840 | 35 | EXBEK |  | TRAY/LADDER | Earth Continuity | Earth Continuity Connector, L=200 mm Complete with Bolts and Nuts. | 200mm | 1071-O2- EL-PO- 003-6008-A0-1-002 | OPEN PACKING LIST | Toseye Sanayeh Petro Foolad Gharb | 376 | PCS | 70 |  | ODCC-EL-ARP-0066 | Abad Rahan | 2021-11-25 | 306 | 306 | [49 empty] | 306
1841 | BD-40-10 | EXBEK |  | TRAY/LADDER | Earth Continuity | Earth Continuity Connector, L=200 mm Complete with Bolts and Nuts. | 200mm | 1071-O2- EL-PO- 003-6008-A0-1-002 | OPEN PACKING LIST | Toseye Sanayeh Petro Foolad Gharb | 155 | PCS | 56 |  | ODCC-EL-ARP-0082 | Abad Rahan | 2022-01-22 | 99 | 99 | [49 empty] | 99
1842 | SS-40-03 | EXBEK |  | TRAY/LADDER | Earth Continuity | Earth Continuity Connector, L=200 mm Complete with Bolts and Nuts. | 200mm | 1071-O2- EL-PO- 003-6008-A0-1-002 | OPEN PACKING LIST | Toseye Sanayeh Petro Foolad Gharb | 43 | PCS | 0 |  | ODCC-EL-IGC-0073 | IGC | 2021-02-23 | 43 | 43 | [49 empty] | 43
1843 | SS-40-04 | EXBEK |  | TRAY/LADDER | Earth Continuity | Earth Continuity Connector, L=200 mm Complete with Bolts and Nuts. | 200mm | 1071-O2- EL-PO- 003-6008-A0-1-002 | OPEN PACKING LIST | Toseye Sanayeh Petro Foolad Gharb | 127 | PCS | 32 |  | ODCC-EL-IGC-0073 | IGC | 2021-02-23 | 95 | 95 | [49 empty] | 95
1844 | SS-40-05 | EXBEK |  | TRAY/LADDER | Earth Continuity | Earth Continuity Connector, L=200 mm Complete with Bolts and Nuts. | 200mm | 1071-O2- EL-PO- 003-6008-A0-1-002 | OPEN PACKING LIST | Toseye Sanayeh Petro Foolad Gharb | 104 | PCS | 9 |  | ODCC-EL-IGC-0073 | IGC | 2021-02-23 | 95 | 95 | [49 empty] | 95
1845 | 41 | EXBEK |  | TRAY/LADDER | Earth Continuity | Earth Continuity Connector, L=200 mm Complete with Bolts and Nuts. | 200mm | 1071-O2- EL-PO- 003-6008-A0-1-002 | OPEN PACKING LIST | Toseye Sanayeh Petro Foolad Gharb | 110 | PCS | 110 | [55 empty] | 0
1846 | 42 | EXBEK |  | TRAY/LADDER | Earth Continuity | Earth Continuity Connector, L=200 mm Complete with Bolts and Nuts. | 200mm | 1071-O2- EL-PO- 003-6008-A0-1-002 | OPEN PACKING LIST | Toseye Sanayeh Petro Foolad Gharb | 90 | PCS | 0 |  | ODCC-EL-ARP-0031 | Abad Rahan | 2021-05-28 | 90 | 90 | [49 empty] | 90
1847 | 43 | EXBEK |  | TRAY/LADDER | Earth Continuity | Earth Continuity Connector, L=200 mm Complete with Bolts and Nuts. | 200mm | 1071-O2- EL-PO- 003-6008-A0-1-002 | OPEN PACKING LIST | Toseye Sanayeh Petro Foolad Gharb | 18 | PCS | 0 |  | ODCC-EL-ARP-0042 | Abad Rahan | 2021-06-27 | 18 | 18 | [49 empty] | 18
1848 | 44 | EXBEK |  | TRAY/LADDER | Earth Continuity | Earth Continuity Connector, L=200 mm Complete with Bolts and Nuts. | 200mm | 1071-O2- EL-PO- 003-6008-A0-1-002 | OPEN PACKING LIST | Toseye Sanayeh Petro Foolad Gharb | 58 | PCS | 0 |  | ODCC-EL-ARP-0019 | Abad Rahan | 2021-04-17 | 40 | 40 |  | ODCC-EL-ARP-0021 | Abad Rahan | 2021-04-27 | 18 | 18 | [43 empty] | 58
1849 | SS-40-03 | EXBEK |  | TRAY/LADDER | Earth Continuity | Earth Continuity Connector, L=200 mm Complete with Bolts and Nuts. | 200mm | 1071-O2- EL-PO- 003-6008-A0-1-002 | OPEN PACKING LIST | Toseye Sanayeh Petro Foolad Gharb | 142 | PCS | 82 |  | ODCC-EL-IGC-0114 | IGC | 2021-06-06 | 60 | 60 | MTR To SS-48-05 | [48 empty] | 60
1850 | SS-40-04 | EXBEK |  | TRAY/LADDER | Earth Continuity | Earth Continuity Connector, L=200 mm Complete with Bolts and Nuts. | 200mm | 1071-O2- EL-PO- 003-6008-A0-1-002 | OPEN PACKING LIST | Toseye Sanayeh Petro Foolad Gharb | 129 | PCS | 129 | [55 empty] | 0
1851 | Spare | ELLD02L05AAI5FN000 | Two years spare part | Lighting System | FIXTURE | WP. Fluorescent Type ATL-M (2 x 36w) / Ceiling Mounted | 2*36W | 1071-O2-EL-PO-028-6518-A0-0-002-Rev.01 | OPEN PACKING LIST | Mashin Sazi Shomal | 49 | PCS | 49 | [55 empty] | 0
1852 | Spare | ELLJ02L05AAI5FN000 | Two years spare part | Lighting System | FIXTURE | WP. Fluorescent Type ATL-M (2 x 36w)-Battery /Ceiling Mounted | 2*36W | 1071-O2-EL-PO-028-6518-A0-0-002-Rev.01 | OPEN PACKING LIST | Mashin Sazi Shomal | 16 | PCS | 16 | [55 empty] | 0
1853 | Spare | ELLD02L13AAI5FN000 | Two years spare part | Lighting System | FIXTURE | WP. Fluorescent Type ATL-M (2 x 36w) / Ceiling Mounted | 2*36W | 1071-O2-EL-PO-028-6518-A0-0-002-Rev.01 | OPEN PACKING LIST | Mashin Sazi Shomal | 16 | PCS | 16 | [55 empty] | 0
1854 | Spare | ELLD02L05AAI5FN000 | Two years spare part | Lighting System | FIXTURE | WP. Fluorescent Type ATL-M (2 x 36w) / Pole Mounted | 2*36W | 1071-O2-EL-PO-028-6518-A0-0-002-Rev.01 | OPEN PACKING LIST | Mashin Sazi Shomal | 2 | PCS | 2 | [55 empty] | 0
1855 | Spare | ELLD02K13AAI5FN000 | Two years spare part | Lighting System | FIXTURE | WP.Fluorescent lighting fixture , (2 x 18W) , Pole Mounted | 2*18W | 1071-O2-EL-PO-028-6518-A0-0-002-Rev.01 | OPEN PACKING LIST | Mashin Sazi Shomal | 60 | PCS | 60 | [55 empty] | 0
1856 | Spare | ELLD02K13AAI5FN000 | Two years spare part | Lighting System | FIXTURE | WP.Fluorescent lighting fixture , (2 x 18W) , Pole Mounted | 2*18W | 1071-O2-EL-PO-028-6518-A0-0-002-Rev.01 | OPEN PACKING LIST | Mashin Sazi Shomal | 37 | PCS | 37 | [55 empty] | 0
1857 | Spare | ELLR10F08AAI5FN000 | Two years spare part | Lighting System | FIXTURE | WP Street lighting fixture KEYHAN II (Metal Halide) / 250W | 1*250W | 1071-O2-EL-PO-028-6518-A0-0-002-Rev.01 | OPEN PACKING LIST | Mashin Sazi Shomal | 29 | PCS | 29 | [55 empty] | 0
1858 | Spare | ELLR10F08AAI5FN000 | Two years spare part | Lighting System | FIXTURE | WP Street lighting fixture KEYHAN II (Metal Halide) / 250W | 1*250W | 1071-O2-EL-PO-028-6518-A0-0-002-Rev.01 | OPEN PACKING LIST | Mashin Sazi Shomal | 29 | PCS | 29 | [55 empty] | 0
1859 | Spare | ELLR10F08AAI5FN000 | Two years spare part | Lighting System | FIXTURE | WP Street lighting fixture KEYHAN II (Metal Halide) / 250W | 1*250W | 1071-O2-EL-PO-028-6518-A0-0-002-Rev.01 | OPEN PACKING LIST | Mashin Sazi Shomal | 29 | PCS | 29 | [55 empty] | 0
1860 | Spare | ELLR10F08AAI5FN000 | Two years spare part | Lighting System | FIXTURE | WP Street lighting fixture KEYHAN II (Metal Halide) / 250W | 1*250W | 1071-O2-EL-PO-028-6518-A0-0-002-Rev.01 | OPEN PACKING LIST | Mashin Sazi Shomal | 28 | PCS | 28 | [55 empty] | 0
1861 | Spare | ELLF10G12AAI5FN000 | Two years spare part | Lighting System | FIXTURE | WP Floodlight MARS (Metal Halide) / 400W-Sutaible for Concrete Wall/Steel Structure Mounting | 1*400W | 1071-O2-EL-PO-028-6518-A0-0-002-Rev.01 | OPEN PACKING LIST | Mashin Sazi Shomal | 36 | PCS | 36 | [55 empty] | 0
1862 | Spare | ELLF10G12AAI5FN000 | Two years spare part | Lighting System | FIXTURE | WP Floodlight MARS (Metal Halide) / 400W-Sutaible for Concrete Wall/Steel Structure Mounting | 1*400W | 1071-O2-EL-PO-028-6518-A0-0-002-Rev.01 | OPEN PACKING LIST | Mashin Sazi Shomal | 30 | PCS | 30 | [55 empty] | 0
1863 | Spare | ELLF10F12AAI5FN000 | Two years spare part | Lighting System | FIXTURE | WP Floodlight MARS (Metal Halide) / 250W | 1*250W | 1071-O2-EL-PO-028-6518-A0-0-002-Rev.01 | OPEN PACKING LIST | Mashin Sazi Shomal | 3 | PCS | 3 | [55 empty] | 0
1864 | Spare | ELLM10F04AAI5FN000 | Two years spare part | Lighting System | FIXTURE | WP High Bay lighting fixture MERIKH (Metal Halide) / 250W with Reflector and Glass | 1*250W | 1071-O2-EL-PO-028-6518-A0-0-002-Rev.01 | OPEN PACKING LIST | Mashin Sazi Shomal | 36 | PCS | 36 | [55 empty] | 0
1865 | Spare | ELLM10F04AAI5FN000 | Two years spare part | Lighting System | FIXTURE | WP High Bay lighting fixture MERIKH (Metal Halide) / 250W with Reflector and Glass | 1*250W | 1071-O2-EL-PO-028-6518-A0-0-002-Rev.01 | OPEN PACKING LIST | Mashin Sazi Shomal | 35 | PCS | 35 | [55 empty] | 0
1866 | SS-40-03 | EE-4803NGR5601A |  | NGR | NGR | Neutral Grounding Resistor 6.3 KV- 36.4Ω - 100 A-10s Ser No. : 79608 | 100A | 1071-O2-EL-PO-005-6016-A0-0-001 | OPEN PACKING LIST | Borna Electronics Co. | 1 | PCS | 1 | [55 empty] | 0
1867 | SS-40-03 | EE-4803NGR5601B |  | NGR | NGR | Neutral Grounding Resistor 6.3 KV- 36.4Ω - 100 A-10s Ser No. : 79609 | 100A | 1071-O2-EL-PO-005-6016-A0-0-001 | OPEN PACKING LIST | Borna Electronics Co. | 1 | PCS | 1 | [55 empty] | 0
1868 | SS-40-03 | EE-4803NGR5701A |  | NGR | NGR | Neutral Grounding Resistor 6.3 KV- 36.4Ω - 100 A-10s Ser No. : 79610 | 100A | 1071-O2-EL-PO-005-6016-A0-0-001 | OPEN PACKING LIST | Borna Electronics Co. | 1 | PCS | 1 | [55 empty] | 0
1869 | SS-40-03 | EE-4803NGR5701B |  | NGR | NGR | Neutral Grounding Resistor 6.3 KV- 36.4Ω - 100 A-10s Ser No. : 79611 | 100A | 1071-O2-EL-PO-005-6016-A0-0-001 | OPEN PACKING LIST | Borna Electronics Co. | 1 | PCS | 1 | [55 empty] | 0
1870 | SS-40-04 | EE-4804NGR5901A |  | NGR | NGR | Neutral Grounding Resistor 6.2 KV- 36.4Ω - 100 A-10s Ser No. : 79612 | 100A | 1071-O2-EL-PO-005-6016-A0-0-001 | OPEN PACKING LIST | Borna Electronics Co. | 1 | PCS | 1 | [55 empty] | 0
1871 | SS-40-04 | EE-4804NGR5901B |  | NGR | NGR | Neutral Grounding Resistor 6.3 KV- 36.4Ω - 100 A-10s Ser No. : 79613 | 100A | 1071-O2-EL-PO-005-6016-A0-0-001 | OPEN PACKING LIST | Borna Electronics Co. | 1 | PCS | 1 | [55 empty] | 0
1872 | SS-40-05 | EE-4805NGR4801A |  | NGR | NGR | Neutral Grounding Resistor 6.3 KV- 12.2Ω - 300 A-10s Ser No. : 79614 | 300A | 1071-O2-EL-PO-005-6016-A0-0-001 | OPEN PACKING LIST | Borna Electronics Co. | 1 | PCS | 1 | [55 empty] | 0
1873 | SS-40-05 | EE-4805NGR4801B |  | NGR | NGR | Neutral Grounding Resistor 6.3 KV- 12.2Ω - 300 A-10s Ser No. : 79615 | 300A | 1071-O2-EL-PO-005-6016-A0-0-001 | OPEN PACKING LIST | Borna Electronics Co. | 1 | PCS | 1 | [55 empty] | 0
1874 | SS-40-09 | EE-4809NGR5101A |  | NGR | NGR | Neutral Grounding Resistor 6.3 KV- 12.2Ω - 300 A-10s Ser No. : 79616 | 300A | 1071-O2-EL-PO-005-6016-A0-0-001 | OPEN PACKING LIST | Borna Electronics Co. | 1 | PCS | 0 |  | ODCC-EL-IGC-0183 | IGC | 2021-12-05 | 1 | 1 | [49 empty] | 1
1875 | SS-40-09 | EE-4809NGR5101B |  | NGR | NGR | Neutral Grounding Resistor 6.3 KV- 12.2Ω - 300 A-10s Ser No. : 79617 | 300A | 1071-O2-EL-PO-005-6016-A0-0-001 | OPEN PACKING LIST | Borna Electronics Co. | 1 | PCS | 0 |  | ODCC-EL-IGC-0183 | IGC | 2021-12-05 | 1 | 1 | [49 empty] | 1
1876 | Spare | NGR Accessories |  | NGR | NGR | Grid type element-100A | 100A | 1071-O2-EL-PO-005-6016-A0-0-001 | OPEN PACKING LIST | Borna Electronics Co. | 4 | PCS | 4 | [55 empty] | 0
1877 | Spare | NGR Accessories |  | NGR | NGR | Aluminum Bush | - | 1071-O2-EL-PO-005-6016-A0-0-001 | OPEN PACKING LIST | Borna Electronics Co. | 10 | PCS | 10 | [55 empty] | 0
1878 | Spare | NGR Accessories |  | NGR | NGR | Ceramic Bush | - | 1071-O2-EL-PO-005-6016-A0-0-001 | OPEN PACKING LIST | Borna Electronics Co. | 12 | PCS | 12 | [55 empty] | 0
1879 | Spare | NGR Accessories |  | NGR | NGR | Mica Washer | - | 1071-O2-EL-PO-005-6016-A0-0-001 | OPEN PACKING LIST | Borna Electronics Co. | 26 | PCS | 26 | [55 empty] | 0
1880 | Spare | NGR Accessories |  | NGR | NGR | Heater (230V - 100W) | 100W | 1071-O2-EL-PO-005-6016-A0-0-001 | OPEN PACKING LIST | Borna Electronics Co. | 1 | PCS | 1 | [55 empty] | 0
1881 | Spare | NGR Accessories |  | NGR | NGR | Grid type element-300 A | - | 1071-O2-EL-PO-005-6016-A0-0-001 | OPEN PACKING LIST | Borna Electronics Co. | 5 | PCS | 5 | [55 empty] | 0
1882 | Spare | NGR Accessories |  | NGR | NGR | Aluminum Bush | - | 1071-O2-EL-PO-005-6016-A0-0-001 | OPEN PACKING LIST | Borna Electronics Co. | 12 | PCS | 12 | [55 empty] | 0
1883 | Spare | NGR Accessories |  | NGR | NGR | Ceramic Bush | - | 1071-O2-EL-PO-005-6016-A0-0-001 | OPEN PACKING LIST | Borna Electronics Co. | 14 | PCS | 14 | [55 empty] | 0
1884 | Spare | NGR Accessories |  | NGR | NGR | Mica Washer | - | 1071-O2-EL-PO-005-6016-A0-0-001 | OPEN PACKING LIST | Borna Electronics Co. | 28 | PCS | 28 | [55 empty] | 0
1885 | Spare | NGR Accessories |  | NGR | NGR | Heater (230V - 100W) | 100W | 1071-O2-EL-PO-005-6016-A0-0-001 | OPEN PACKING LIST | Borna Electronics Co. | 1 | PCS | 1 | [55 empty] | 0
1886 | SS-40-09 | EE-4809MCC5101A/B | Buildings | Panel | Switchgear | Cell 1,2,3,4,5,6,7,8,9,10,11,12,13,14,15 | 0.4KV | 1071-O2-EL-PO-013-6503-A0-0-01 | OPEN PACKING LIST | Jaboun Co. | 15 | Cell | 0 |  | ODCC-EL-IGC-0095 | IGC | 2021-05-07 | 15 | 15 | [49 empty] | 15
1887 | SS-40-09 | EE-4809MCC5101A/B |  | Panel | Accessories | Bolt 10*60 | 0.4KV | 1071-O2-EL-PO-013-6503-A0-0-01 | OPEN PACKING LIST | Jaboun Co. | 195 | PCS | 0 |  | ODCC-EL-IGC-0095 | IGC | 2021-05-07 | 195 | 195 | [49 empty] | 195
1888 | SS-40-09 | EE-4809MCC5101A/B |  | Panel | Accessories | Bolt 10*40 | 0.4KV | 1071-O2-EL-PO-013-6503-A0-0-01 | OPEN PACKING LIST | Jaboun Co. | 65 | PCS | 0 |  | ODCC-EL-IGC-0095 | IGC | 2021-05-07 | 65 | 65 | [49 empty] | 65
1889 | SS-40-09 | EE-4809MCC5101A/B |  | Panel | Accessories | Bolt 6*20 | 0.4KV | 1071-O2-EL-PO-013-6503-A0-0-01 | OPEN PACKING LIST | Jaboun Co. | 115 | PCS | 0 |  | ODCC-EL-IGC-0095 | IGC | 2021-05-07 | 115 | 115 | [49 empty] | 115
1890 | SS-40-09 | EE-4809MCC5101A/B |  | Panel | Accessories | Flat washer 10 | 0.4KV | 1071-O2-EL-PO-013-6503-A0-0-01 | OPEN PACKING LIST | Jaboun Co. | 325 | PCS | 0 |  | ODCC-EL-IGC-0095 | IGC | 2021-05-07 | 325 | 325 | [49 empty] | 325
1891 | SS-40-09 | EE-4809MCC5101A/B |  | Panel | Accessories | Flat washer 6 | 0.4KV | 1071-O2-EL-PO-013-6503-A0-0-01 | OPEN PACKING LIST | Jaboun Co. | 115 | PCS | 0 |  | ODCC-EL-IGC-0095 | IGC | 2021-05-07 | 115 | 115 | [49 empty] | 115
1892 | SS-40-09 | EE-4809MCC5101A/B |  | Panel | Accessories | Spring washer 10 | 0.4KV | 1071-O2-EL-PO-013-6503-A0-0-01 | OPEN PACKING LIST | Jaboun Co. | 325 | PCS | 0 |  | ODCC-EL-IGC-0095 | IGC | 2021-05-07 | 325 | 325 | [49 empty] | 325
1893 | SS-40-09 | EE-4809MCC5101A/B |  | Panel | Accessories | Spring washer 6 | 0.4KV | 1071-O2-EL-PO-013-6503-A0-0-01 | OPEN PACKING LIST | Jaboun Co. | 115 | PCS | 0 |  | ODCC-EL-IGC-0095 | IGC | 2021-05-07 | 115 | 115 | [49 empty] | 115
1894 | SS-40-09 | EE-4809MCC5101A/B |  | Panel | Accessories | Nut 10 | 0.4KV | 1071-O2-EL-PO-013-6503-A0-0-01 | OPEN PACKING LIST | Jaboun Co. | 260 | PCS | 0 |  | ODCC-EL-IGC-0095 | IGC | 2021-05-07 | 260 | 260 | [49 empty] | 260
1895 | SS-40-09 | EE-4809MCC5101A/B |  | Panel | Accessories | Key(for door) | 0.4KV | 1071-O2-EL-PO-013-6503-A0-0-01 | OPEN PACKING LIST | Jaboun Co. | 2 | PCS | 0 |  | ODCC-EL-IGC-0095 | IGC | 2021-05-07 | 2 | 2 | [49 empty] | 2
1896 | SS-40-09 | EE-4809MCC5101A/B |  | Panel | Accessories | Copper busbar(100*85*5mm) | 0.4KV | 1071-O2-EL-PO-013-6503-A0-0-01 | OPEN PACKING LIST | Jaboun Co. | 112 | PCS | 0 |  | ODCC-EL-IGC-0095 | IGC | 2021-05-07 | 112 | 112 | [49 empty] | 112
1897 | SS-40-09 | EE-4809MCC5102A/B | Buildings | Panel | Switchgear | Cell 1,2,3,4,5,6,7,8,9,10,11,12,13 | 0.4KV | 1071-O2-EL-PO-013-6503-A0-0-01 | OPEN PACKING LIST | Jaboun Co. | 13 | Cell | 0 |  | ODCC-EL-IGC-0096 | IGC | 2021-05-07 | 13 | 13 | [49 empty] | 13
1898 | SS-40-09 | EE-4809MCC5102A/B |  | Panel | Accessories | Bolt 10*60 | 0.4KV | 1071-O2-EL-PO-013-6503-A0-0-01 | OPEN PACKING LIST | Jaboun Co. | 195 | PCS | 0 |  | ODCC-EL-IGC-0096 | IGC | 2021-05-07 | 195 | 195 | [49 empty] | 195
1899 | SS-40-09 | EE-4809MCC5102A/B |  | Panel | Accessories | Bolt 10*40 | 0.4KV | 1071-O2-EL-PO-013-6503-A0-0-01 | OPEN PACKING LIST | Jaboun Co. | 65 | PCS | 0 |  | ODCC-EL-IGC-0096 | IGC | 2021-05-07 | 65 | 65 | [49 empty] | 65
1900 | SS-40-09 | EE-4809MCC5102A/B |  | Panel | Accessories | Bolt 6*20 | 0.4KV | 1071-O2-EL-PO-013-6503-A0-0-01 | OPEN PACKING LIST | Jaboun Co. | 115 | PCS | 0 |  | ODCC-EL-IGC-0096 | IGC | 2021-05-07 | 115 | 115 | [49 empty] | 115
1901 | SS-40-09 | EE-4809MCC5102A/B |  | Panel | Accessories | Flat washer 10 | 0.4KV | 1071-O2-EL-PO-013-6503-A0-0-01 | OPEN PACKING LIST | Jaboun Co. | 325 | PCS | 0 |  | ODCC-EL-IGC-0096 | IGC | 2021-05-07 | 325 | 325 | [49 empty] | 325
1902 | SS-40-09 | EE-4809MCC5102A/B |  | Panel | Accessories | Flat washer 6 | 0.4KV | 1071-O2-EL-PO-013-6503-A0-0-01 | OPEN PACKING LIST | Jaboun Co. | 115 | PCS | 0 |  | ODCC-EL-IGC-0096 | IGC | 2021-05-07 | 115 | 115 | [49 empty] | 115
1903 | SS-40-09 | EE-4809MCC5102A/B |  | Panel | Accessories | Spring washer 10 | 0.4KV | 1071-O2-EL-PO-013-6503-A0-0-01 | OPEN PACKING LIST | Jaboun Co. | 325 | PCS | 0 |  | ODCC-EL-IGC-0096 | IGC | 2021-05-07 | 325 | 325 | [49 empty] | 325
1904 | SS-40-09 | EE-4809MCC5102A/B |  | Panel | Accessories | Spring washer 6 | 0.4KV | 1071-O2-EL-PO-013-6503-A0-0-01 | OPEN PACKING LIST | Jaboun Co. | 115 | PCS | 0 |  | ODCC-EL-IGC-0096 | IGC | 2021-05-07 | 115 | 115 | [49 empty] | 115
1905 | SS-40-09 | EE-4809MCC5102A/B |  | Panel | Accessories | Nut 10 | 0.4KV | 1071-O2-EL-PO-013-6503-A0-0-01 | OPEN PACKING LIST | Jaboun Co. | 260 | PCS | 0 |  | ODCC-EL-IGC-0096 | IGC | 2021-05-07 | 260 | 260 | [49 empty] | 260
1906 | SS-40-09 | EE-4809MCC5102A/B |  | Panel | Accessories | Key(for door) | 0.4KV | 1071-O2-EL-PO-013-6503-A0-0-01 | OPEN PACKING LIST | Jaboun Co. | 2 | PCS | 0 |  | ODCC-EL-IGC-0096 | IGC | 2021-05-07 | 2 | 2 | [49 empty] | 2
1907 | SS-40-09 | EE-4809MCC5102A/B |  | Panel | Accessories | Copper busbar(100*85*5mm) | 0.4KV | 1071-O2-EL-PO-013-6503-A0-0-01 | OPEN PACKING LIST | Jaboun Co. | 112 | PCS | 0 |  | ODCC-EL-IGC-0096 | IGC | 2021-05-07 | 112 | 112 | [49 empty] | 112
1908 | SS-40-09 | EE-4809MCC5103A/B | Buildings | Panel | Switchgear | Cell 1,2,3,4,5,6,7,8,9,10,11,12,13 | 0.4KV | 1071-O2-EL-PO-013-6503-A0-0-01 | OPEN PACKING LIST | Jaboun Co. | 13 | Cell | 0 |  | ODCC-EL-IGC-0097 | IGC | 2021-05-07 | 13 | 13 | [49 empty] | 13
1909 | SS-40-09 | EE-4809MCC5103A/B |  | Panel | Accessories | Bolt 10*60 | 0.4KV | 1071-O2-EL-PO-013-6503-A0-0-01 | OPEN PACKING LIST | Jaboun Co. | 195 | PCS | 0 |  | ODCC-EL-IGC-0097 | IGC | 2021-05-07 | 195 | 195 | [49 empty] | 195
1910 | SS-40-09 | EE-4809MCC5103A/B |  | Panel | Accessories | Bolt 10*40 | 0.4KV | 1071-O2-EL-PO-013-6503-A0-0-01 | OPEN PACKING LIST | Jaboun Co. | 65 | PCS | 0 |  | ODCC-EL-IGC-0097 | IGC | 2021-05-07 | 65 | 65 | [49 empty] | 65
1911 | SS-40-09 | EE-4809MCC5103A/B |  | Panel | Accessories | Bolt 6*20 | 0.4KV | 1071-O2-EL-PO-013-6503-A0-0-01 | OPEN PACKING LIST | Jaboun Co. | 115 | PCS | 0 |  | ODCC-EL-IGC-0097 | IGC | 2021-05-07 | 115 | 115 | [49 empty] | 115
1912 | SS-40-09 | EE-4809MCC5103A/B |  | Panel | Accessories | Flat washer 10 | 0.4KV | 1071-O2-EL-PO-013-6503-A0-0-01 | OPEN PACKING LIST | Jaboun Co. | 325 | PCS | 0 |  | ODCC-EL-IGC-0097 | IGC | 2021-05-07 | 325 | 325 | [49 empty] | 325
1913 | SS-40-09 | EE-4809MCC5103A/B |  | Panel | Accessories | Flat washer 6 | 0.4KV | 1071-O2-EL-PO-013-6503-A0-0-01 | OPEN PACKING LIST | Jaboun Co. | 115 | PCS | 0 |  | ODCC-EL-IGC-0097 | IGC | 2021-05-07 | 115 | 115 | [49 empty] | 115
1914 | SS-40-09 | EE-4809MCC5103A/B |  | Panel | Accessories | Spring washer 10 | 0.4KV | 1071-O2-EL-PO-013-6503-A0-0-01 | OPEN PACKING LIST | Jaboun Co. | 325 | PCS | 0 |  | ODCC-EL-IGC-0097 | IGC | 2021-05-07 | 325 | 325 | [49 empty] | 325
1915 | SS-40-09 | EE-4809MCC5103A/B |  | Panel | Accessories | Spring washer 6 | 0.4KV | 1071-O2-EL-PO-013-6503-A0-0-01 | OPEN PACKING LIST | Jaboun Co. | 115 | PCS | 0 |  | ODCC-EL-IGC-0097 | IGC | 2021-05-07 | 115 | 115 | [49 empty] | 115
1916 | SS-40-09 | EE-4809MCC5103A/B |  | Panel | Accessories | Nut 10 | 0.4KV | 1071-O2-EL-PO-013-6503-A0-0-01 | OPEN PACKING LIST | Jaboun Co. | 260 | PCS | 0 |  | ODCC-EL-IGC-0097 | IGC | 2021-05-07 | 260 | 260 | [49 empty] | 260
1917 | SS-40-09 | EE-4809MCC5103A/B |  | Panel | Accessories | Key(for door) | 0.4KV | 1071-O2-EL-PO-013-6503-A0-0-01 | OPEN PACKING LIST | Jaboun Co. | 2 | PCS | 0 |  | ODCC-EL-IGC-0097 | IGC | 2021-05-07 | 2 | 2 | [49 empty] | 2
1918 | SS-40-09 | EE-4809MCC5103A/B |  | Panel | Accessories | Copper busbar(100*85*5mm) | 0.4KV | 1071-O2-EL-PO-013-6503-A0-0-01 | OPEN PACKING LIST | Jaboun Co. | 112 | PCS | 0 |  | ODCC-EL-IGC-0097 | IGC | 2021-05-07 | 112 | 112 | [49 empty] | 112
1919 | 51 | 1a-3 |  | TERMINATION KIT | TERMINATION KIT | مفصل حرارتی رزینی 150*3 (12 کیلو ولت) | 3*150 | 1071-IRN-42194-SHM-003D | OPEN PACKING LIST | Shahin Mafsal Co. | 10 | PCS | 0 |  | ODCC-EL-IGC-0077 | IGC | 2021-03-11 | 10 | 10 | [49 empty] | 10
1920 | 51 | 1a-3 |  | TERMINATION KIT | TERMINATION KIT | مفصل حرارتی فشار ضعیف 120*3 | 3*120 | 1071-IRN-42194-SHM-003D | OPEN PACKING LIST | Shahin Mafsal Co. | 2 | PCS | 0 |  | ODCC-EL-IGC-0077 | IGC | 2021-03-11 | 2 | 2 | [49 empty] | 2
1921 | 51 | 1a-3 |  | TERMINATION KIT | TERMINATION KIT | مفصل حرارتی فشار ضعیف 6*3 | 3*6 | 1071-IRN-42194-SHM-003D | OPEN PACKING LIST | Shahin Mafsal Co. | 2 | PCS | 0 |  | ODCC-EL-IGC-0077 | IGC | 2021-03-11 | 2 | 2 | [49 empty] | 2
1922 | 51 | 1b |  | TERMINATION KIT | TERMINATION KIT | رزین و هاردنر مخصوص مفصل حرارتی رزینی 150*3 (12 کیلو ولت) | 3*150 | 1071-IRN-42194-SHM-003D | OPEN PACKING LIST | Shahin Mafsal Co. | 20 | PCS | 0 |  | ODCC-EL-IGC-0077 | IGC | 2021-03-11 | 20 | 20 | [49 empty] | 20
1923 | SS-40-05 | EE-4805AN4801 | Buildings | Panel | AN Panel | ALARM ANNUNCIATION PANEL OF EE-4805AN4801 | 1.45*1*2.15 | 1071-O2-EL-PO-010-6004-A0-0-01 | OPEN PACKING LIST | Electrokavir Co. | 1 | CELL | 0 |  | ODCC-EL-IGC-0220 | IGC | 2022-01-18 | 1 | 1 | [49 empty] | 1
1924 | SS-40-09 | EE-4809AN4801 | Buildings | Panel | AN Panel | ALARM ANNUNCIATION PANEL OF EE-4809AN4801 | 1.45*1*2.15 | 1071-O2-EL-PO-010-6004-A0-0-01 | OPEN PACKING LIST | Electrokavir Co. | 1 | PCS | 0 |  | ODCC-EL-IGC-0133 | IGC | 2021-08-07 | 1 | 1 | [49 empty] | 1
1925 | SS-40-04 | EE-4804AN4801 | Buildings | Panel | AN Panel | ALARM ANNUNCIATION PANEL OF EE-4804AN4801 | 1.45*1*2.15 | 1071-O2-EL-PO-010-6004-A0-0-01 | OPEN PACKING LIST | Electrokavir Co. | 1 | PCS | 1 | [55 empty] | 0
1926 | SS-40-03 | EE-4803AN4801 | Buildings | Panel | AN Panel | ALARM ANNUNCIATION PANEL OF EE-4803AN4801 | 1.45*1*2.15 | 1071-O2-EL-PO-010-6004-A0-0-01 | OPEN PACKING LIST | Electrokavir Co. | 1 | PCS | 1 | [55 empty] | 0
1927 | SS-40-05 | EE-4805AN4801 | AN Panel | Panel | Accessories | Bolt:M6*16 (For IP Top Plate) | 1.45*1*2.15 | 1071-O2-EL-PO-010-6004-A0-0-01 | OPEN PACKING LIST | Electrokavir Co. | 6 | PCS | 0 |  | ODCC-EL-IGC-0220 | IGC | 2022-01-18 | 6 | 6 | [49 empty] | 6
1928 | SS-40-05 | EE-4805AN4801 | AN Panel | Panel | Accessories | IP Top Plate for (D*W):1200*800mm | 1.45*1*2.15 | 1071-O2-EL-PO-010-6004-A0-0-01 | OPEN PACKING LIST | Electrokavir Co. | 1 | PCS | 0 |  | ODCC-EL-IGC-0220 | IGC | 2022-01-18 | 1 | 1 | [49 empty] | 1
1929 | SS-40-05 | EE-4805AN4801 | AN Panel | Panel | Accessories | IP Top Plate Bracket(8PT11707) | 1.45*1*2.15 | 1071-O2-EL-PO-010-6004-A0-0-01 | OPEN PACKING LIST | Electrokavir Co. | 6 | PCS | 0 |  | ODCC-EL-IGC-0220 | IGC | 2022-01-18 | 6 | 6 | [49 empty] | 6
1930 | SS-40-05 | EE-4805AN4801 | AN Panel | Panel | Accessories | End IP Top Plate for D=1200mm | 1.45*1*2.15 | 1071-O2-EL-PO-010-6004-A0-0-01 | OPEN PACKING LIST | Electrokavir Co. | 1 | PCS | 0 |  | ODCC-EL-IGC-0220 | IGC | 2022-01-18 | 1 | 1 | [49 empty] | 1
1931 | SS-40-05 | EE-4805AN4801 | AN Panel | Panel | Accessories | Drawing Panel "set" | 1.45*1*2.15 | 1071-O2-EL-PO-010-6004-A0-0-01 | OPEN PACKING LIST | Electrokavir Co. | 1 | PCS | 0 |  | ODCC-EL-IGC-0220 | IGC | 2022-01-18 | 1 | 1 | [49 empty] | 1
1932 | SS-40-09 | EE-4809AN4801 | AN Panel | Panel | Accessories | Bolt:M6*16 (For IP Top Plate) | 1.45*1*2.15 | 1071-O2-EL-PO-010-6004-A0-0-01 | OPEN PACKING LIST | Electrokavir Co. | 6 | PCS | 0 |  | ODCC-EL-IGC-0133 | IGC | 2021-08-07 | 6 | 6 | [49 empty] | 6
1933 | SS-40-09 | EE-4809AN4801 | AN Panel | Panel | Accessories | IP Top Plate for (D*W):1200*800mm | 1.45*1*2.15 | 1071-O2-EL-PO-010-6004-A0-0-01 | OPEN PACKING LIST | Electrokavir Co. | 1 | PCS | 0 |  | ODCC-EL-IGC-0133 | IGC | 2021-08-07 | 1 | 1 | [49 empty] | 1
1934 | SS-40-09 | EE-4809AN4801 | AN Panel | Panel | Accessories | IP Top Plate Bracket(8PT11707) | 1.45*1*2.15 | 1071-O2-EL-PO-010-6004-A0-0-01 | OPEN PACKING LIST | Electrokavir Co. | 6 | PCS | 0 |  | ODCC-EL-IGC-0133 | IGC | 2021-08-07 | 6 | 6 | [49 empty] | 6
1935 | SS-40-09 | EE-4809AN4801 | AN Panel | Panel | Accessories | End IP Top Plate for D=1200mm | 1.45*1*2.15 | 1071-O2-EL-PO-010-6004-A0-0-01 | OPEN PACKING LIST | Electrokavir Co. | 1 | PCS | 0 |  | ODCC-EL-IGC-0133 | IGC | 2021-08-07 | 1 | 1 | [49 empty] | 1
1936 | SS-40-09 | EE-4809AN4801 | AN Panel | Panel | Accessories | Drawing Panel "set" | 1.45*1*2.15 | 1071-O2-EL-PO-010-6004-A0-0-01 | OPEN PACKING LIST | Electrokavir Co. | 1 | PCS | 0 |  | ODCC-EL-IGC-0133 | IGC | 2021-08-07 | 1 | 1 | [49 empty] | 1
1937 | SS-40-04 | EE-4804AN4801 | AN Panel | Panel | Accessories | Bolt:M6*16 (For IP Top Plate) | 1.45*1*2.15 | 1071-O2-EL-PO-010-6004-A0-0-01 | OPEN PACKING LIST | Electrokavir Co. | 6 | PCS | 6 | [55 empty] | 0
1938 | SS-40-04 | EE-4804AN4801 | AN Panel | Panel | Accessories | IP Top Plate for (D*W):1200*800mm | 1.45*1*2.15 | 1071-O2-EL-PO-010-6004-A0-0-01 | OPEN PACKING LIST | Electrokavir Co. | 1 | PCS | 1 | [55 empty] | 0
1939 | SS-40-04 | EE-4804AN4801 | AN Panel | Panel | Accessories | IP Top Plate Bracket(8PT11707) | 1.45*1*2.15 | 1071-O2-EL-PO-010-6004-A0-0-01 | OPEN PACKING LIST | Electrokavir Co. | 6 | PCS | 6 | [55 empty] | 0
1940 | SS-40-04 | EE-4804AN4801 | AN Panel | Panel | Accessories | End IP Top Plate for D=1200mm | 1.45*1*2.15 | 1071-O2-EL-PO-010-6004-A0-0-01 | OPEN PACKING LIST | Electrokavir Co. | 1 | PCS | 1 | [55 empty] | 0
1941 | SS-40-04 | EE-4804AN4801 | AN Panel | Panel | Accessories | Drawing Panel "set" | 1.45*1*2.15 | 1071-O2-EL-PO-010-6004-A0-0-01 | OPEN PACKING LIST | Electrokavir Co. | 1 | PCS | 1 | [55 empty] | 0
1942 | SS-40-03 | EE-4803AN4801 | AN Panel | Panel | Accessories | Bolt:M6*16 (For IP Top Plate) | 1.45*1*2.15 | 1071-O2-EL-PO-010-6004-A0-0-01 | OPEN PACKING LIST | Electrokavir Co. | 6 | PCS | 6 | [55 empty] | 0
1943 | SS-40-03 | EE-4803AN4801 | AN Panel | Panel | Accessories | IP Top Plate for (D*W):1200*800mm | 1.45*1*2.15 | 1071-O2-EL-PO-010-6004-A0-0-01 | OPEN PACKING LIST | Electrokavir Co. | 1 | PCS | 1 | [55 empty] | 0
1944 | SS-40-03 | EE-4803AN4801 | AN Panel | Panel | Accessories | IP Top Plate Bracket(8PT11707) | 1.45*1*2.15 | 1071-O2-EL-PO-010-6004-A0-0-01 | OPEN PACKING LIST | Electrokavir Co. | 6 | PCS | 6 | [55 empty] | 0
1945 | SS-40-03 | EE-4803AN4801 | AN Panel | Panel | Accessories | End IP Top Plate for D=1200mm | 1.45*1*2.15 | 1071-O2-EL-PO-010-6004-A0-0-01 | OPEN PACKING LIST | Electrokavir Co. | 1 | PCS | 1 | [55 empty] | 0
1946 | SS-40-03 | EE-4803AN4801 | AN Panel | Panel | Accessories | Drawing Panel "set" | 1.45*1*2.15 | 1071-O2-EL-PO-010-6004-A0-0-01 | OPEN PACKING LIST | Electrokavir Co. | 1 | PCS | 1 | [55 empty] | 0
1947 | SS-40-09 | Special Tools | AN Panel | Panel | Special Tools | ALEN SPANNER (SIZE -4) | 1.45*1*2.15 | 1071-O2-EL-PO-010-6004-A0-0-01 | OPEN PACKING LIST | Electrokavir Co. | 1 | PCS | 0 |  | ODCC-EL-IGC-0133 | IGC | 2021-08-07 | 1 | 1 | [49 empty] | 1
1948 | SS-40-09 | Special Tools | AN Panel | Panel | Special Tools | DOUBLE -BIT KEY (5 mm) | 1.45*1*2.15 | 1071-O2-EL-PO-010-6004-A0-0-01 | OPEN PACKING LIST | Electrokavir Co. | 1 | PCS | 0 |  | ODCC-EL-IGC-0133 | IGC | 2021-08-07 | 1 | 1 | [49 empty] | 1
1949 | SS-40-09 | Special Tools | AN Panel | Panel | Special Tools | OPERATING & MOUNTHING INSTRUCTION"SET' | 1.45*1*2.15 | 1071-O2-EL-PO-010-6004-A0-0-01 | OPEN PACKING LIST | Electrokavir Co. | 1 | PCS | 0 |  | ODCC-EL-IGC-0133 | IGC | 2021-08-07 | 1 | 1 | [49 empty] | 1
1950 | SS-40-09 | Special Tools | AN Panel | Panel | Special Tools | VASELINE (100g) | 1.45*1*2.15 | 1071-O2-EL-PO-010-6004-A0-0-01 | OPEN PACKING LIST | Electrokavir Co. | 1 | PCS | 0 |  | ODCC-EL-IGC-0133 | IGC | 2021-08-07 | 1 | 1 | [49 empty] | 1
1951 | SS-40-09 | Special Tools | AN Panel | Panel | Special Tools | PAINT( RAL7032), 300g | 1.45*1*2.15 | 1071-O2-EL-PO-010-6004-A0-0-01 | OPEN PACKING LIST | Electrokavir Co. | 1 | PCS | 0 |  | ODCC-EL-IGC-0133 | IGC | 2021-08-07 | 1 | 1 | [49 empty] | 1
1952 | SS-40-09 | Panel Accessories | AN Panel | Panel | Two years spare part | Fuse Switch Disconnector_VLC 10,Max. 32A ,10*38 , 2PoIe_(002543000)ETI | 1.45*1*2.15 | 1071-O2-EL-PO-010-6004-A0-0-01 | OPEN PACKING LIST | Electrokavir Co. | 4 | PCS | 4 | [55 empty] | 0
1953 | SS-40-09 | Panel Accessories | AN Panel | Panel | Two years spare part | LV Fuse_10*38 , gG , 4A , 500V_(002620003)ETI | 1.45*1*2.15 | 1071-O2-EL-PO-010-6004-A0-0-01 | OPEN PACKING LIST | Electrokavir Co. | 8 | PCS | 8 | [55 empty] | 0
1954 | SS-40-09 | Panel Accessories | AN Panel | Panel | Two years spare part | Heater_60W_(TK-60W)Koomesh | 1.45*1*2.15 | 1071-O2-EL-PO-010-6004-A0-0-01 | OPEN PACKING LIST | Electrokavir Co. | 4 | PCS | 4 | [55 empty] | 0
1955 | SS-40-09 | Panel Accessories | AN Panel | Panel | Erection,pre-commissioning | Auxiliary Contactor_3RH2c ontactor Relay,4PoIe,2NO+2NC.Screw TerminaI & DC Operation,110VDC(3RH2122-1BF40)Siemens | 1.45*1*2.15 | 1071-O2-EL-PO-010-6004-A0-0-01 | OPEN PACKING LIST | Electrokavir Co. | 4 | PCS | 4 | [55 empty] | 0
1956 | SS-40-09 | Panel Accessories | AN Panel | Panel | Erection,pre-commissioning | Fuse Switch Disconnector_VLC 10,Max. 32A ,10*38 , 2PoIe_(002543000)ETI | 1.45*1*2.15 | 1071-O2-EL-PO-010-6004-A0-0-01 | OPEN PACKING LIST | Electrokavir Co. | 4 | PCS | 4 | [55 empty] | 0
1957 | SS-40-09 | Panel Accessories | AN Panel | Panel | Erection,pre-commissioning | LV Fuse_10*38 , gG , 4A , 500V_(002620003)ETI | 1.45*1*2.15 | 1071-O2-EL-PO-010-6004-A0-0-01 | OPEN PACKING LIST | Electrokavir Co. | 8 | PCS | 8 | [55 empty] | 0
1958 | SS-40-09 | Panel Accessories | AN Panel | Panel | Erection,pre-commissioning | Heater_60W_(TK-60W)Koomesh | 1.45*1*2.15 | 1071-O2-EL-PO-010-6004-A0-0-01 | OPEN PACKING LIST | Electrokavir Co. | 4 | PCS | 4 | [55 empty] | 0
1959 | SS-40-09 | Panel Accessories | AN Panel | Panel | Erection,pre-commissioning | Miniature Circuit Breaker(MCB) TEMP 40 C,DC, 10KA, Type C, 2Pole, 10 A, (BM015210ME)Schrack | 1.45*1*2.15 | 1071-O2-EL-PO-010-6004-A0-0-01 | OPEN PACKING LIST | Electrokavir Co. | 4 | PCS | 4 | [55 empty] | 0
1960 | SS-40-09 | Panel Accessories | AN Panel | Panel | Erection,pre-commissioning | Rail Terminal_terminal block ,4mm, (8WA1011-1DG11)siemens | 1.45*1*2.15 | 1071-O2-EL-PO-010-6004-A0-0-01 | OPEN PACKING LIST | Electrokavir Co. | 64 | PCS | 64 | [55 empty] | 0
1961 | BD-40-10 | ELLM10F04AAI5FN000 |  | Lighting System | FIXTURE | Hi-Bay Lighting Fixture, 250 W, 230 V, Weather & Dust Proof, IP55W | 1*250W | 1071-O2-EL-PO-027-6516-A0-0-02 | OPEN PACKING LIST | GOLNOOR | 61 | PCS | 61 | [55 empty] | 0
1962 | BD-40-12 | ELLM10F04AAI5FN000 |  | Lighting System | FIXTURE | Hi-Bay Lighting Fixture, 250 W, 230 V, Weather & Dust Proof, IP55W | 1*250W | 1071-O2-EL-PO-027-6516-A0-0-02 | OPEN PACKING LIST | GOLNOOR | 12 | PCS | 12 | [55 empty] | 0
1963 | BD-40-02 | ELLM10F04BAH4BN000 |  | Lighting System | FIXTURE | Hi-Bay Lighting Fixture, 250 W, 230 V, IP41 | 1*250W | 1071-O2-EL-PO-027-6516-A0-0-02 | OPEN PACKING LIST | GOLNOOR | 13 | PCS | 13 | [55 empty] | 0
1964 | BD-40-11 | ELLF10F12AAI5FN000 |  | Lighting System | FIXTURE | Floodlight Fixture, 250 W, 230 V, Weather & Dust Proof, IP55W | 1*250W | 1071-O2-EL-PO-027-6516-A0-0-02 | OPEN PACKING LIST | GOLNOOR | 3 | PCS | 3 | [55 empty] | 0
1965 | BD-40-12 | ELLF10F12AAI5FN000 |  | Lighting System | FIXTURE | Floodlight Fixture, 250 W, 230 V, Weather & Dust Proof, IP55W | 1*250W | 1071-O2-EL-PO-027-6516-A0-0-02 | OPEN PACKING LIST | GOLNOOR | 2 | PCS | 1 |  | ODCC-EL-ODCC-0019 | ODCC | 2021-10-30 | 1 | 1 | [49 empty] | 1
1966 | CR-40-01 | ELLC03I01BAH4BN000 |  | Lighting System | FIXTURE | LED LIGHTING FIXTURE - MARAL - 18W - 4000K | 1*18W | 1071-O2-EL-PO-027-6516-A0-0-02 | OPEN PACKING LIST | GOLNOOR | 16 | PCS | 0 |  | ODCC-EL-IGC-0170 | IGC | 2021-11-12 | 16 | 16 | [49 empty] | 16
1967 | CR-40-02 | ELLC03I01BAH4BN000 |  | Lighting System | FIXTURE | LED LIGHTING FIXTURE - MARAL - 18W - 4000K | 1*18W | 1071-O2-EL-PO-027-6516-A0-0-02 | OPEN PACKING LIST | GOLNOOR | 15 | PCS | 0 |  | ODCC-EL-IGC-0170 | IGC | 2021-11-12 | 15 | 15 | [49 empty] | 15
1968 | CR-40-03 | ELLC03I01BAH4BN000 |  | Lighting System | FIXTURE | LED LIGHTING FIXTURE - MARAL - 18W - 4000K | 1*18W | 1071-O2-EL-PO-027-6516-A0-0-02 | OPEN PACKING LIST | GOLNOOR | 15 | PCS | 0 |  | ODCC-EL-IGC-0170 | IGC | 2021-11-12 | 15 | 15 | [49 empty] | 15
1969 | SS-40-04 | ELLJ02L06AAI5FN000 |  | Lighting System | FIXTURE | Fluorescent Lighting Fixture,2x36 W ,Weather Proof Type, IP55W,with Battery(EMERGENCY) | 2*36W | 1071-O2-EL-PO-027-6516-A0-0-02 | OPEN PACKING LIST | GOLNOOR | 20 | PCS | 20 | [55 empty] | 0
1970 | BD-40-10 | ELLD02L06AAI5FN000 |  | Lighting System | FIXTURE | Fluorescent Lighting Fixture, 2x36 W, Weather Proof Type, IP55W ,Wall Mounted | 2*36W | 1071-O2-EL-PO-027-6516-A0-0-02 | OPEN PACKING LIST | GOLNOOR | 11 | PCS | 11 | 1 PCS OVER | [54 empty] | 0
1971 | BD-40-11 | ELLD02L06AAI5FN000 |  | Lighting System | FIXTURE | Fluorescent Lighting Fixture, 2x36 W, Weather Proof Type, IP55W ,Wall Mounted | 2*36W | 1071-O2-EL-PO-027-6516-A0-0-02 | OPEN PACKING LIST | GOLNOOR | 24 | PCS | 24 | [55 empty] | 0
1972 | BD-40-12 | ELLD02L06AAI5FN000 |  | Lighting System | FIXTURE | Fluorescent Lighting Fixture, 2x36 W, Weather Proof Type, IP55W ,Wall Mounted | 2*36W | 1071-O2-EL-PO-027-6516-A0-0-02 | OPEN PACKING LIST | GOLNOOR | 2 | PCS | 2 | [55 empty] | 0
1973 | CR-40-01 | ELLD02L06AAI5FN000 |  | Lighting System | FIXTURE | Fluorescent Lighting Fixture, 2x36 W, Weather Proof Type, IP55W ,Wall Mounted | 2*36W | 1071-O2-EL-PO-027-6516-A0-0-02 | OPEN PACKING LIST | GOLNOOR | 15 | PCS | 1 |  | ODCC-EL-IGC-0168 | IGC | 2021-05-03 | 14 | 14 | manual | [48 empty] | 14
1974 | CR-40-02 | ELLD02L06AAI5FN000 |  | Lighting System | FIXTURE | Fluorescent Lighting Fixture, 2x36 W, Weather Proof Type, IP55W ,Wall Mounted | 2*36W | 1071-O2-EL-PO-027-6516-A0-0-02 | OPEN PACKING LIST | GOLNOOR | 19 | PCS | 0 |  | ODCC-EL-IGC-0146 | IGC | 2021-09-05 | 19 | 19 | [49 empty] | 19
1975 | CR-40-03 | ELLD02L06AAI5FN000 |  | Lighting System | FIXTURE | Fluorescent Lighting Fixture, 2x36 W, Weather Proof Type, IP55W ,Wall Mounted | 2*36W | 1071-O2-EL-PO-027-6516-A0-0-02 | OPEN PACKING LIST | GOLNOOR | 15 | PCS | 0 |  | ODCC-EL-IGC-0168 | IGC | 2021-06-27 | 15 | 15 | manual | [48 empty] | 15
1976 | RIB-40-01 | ELLD02L06AAI5FN000 |  | Lighting System | FIXTURE | Fluorescent Lighting Fixture, 2x36 W, Weather Proof Type, IP55W ,Wall Mounted | 2*36W | 1071-O2-EL-PO-027-6516-A0-0-02 | OPEN PACKING LIST | GOLNOOR | 9 | PCS | 0 |  | ODCC-EL-IGC-0188 | IGC | 2021-07-31 | 9 | 9 | manual | [48 empty] | 9
1977 | RIB-40-02 | ELLJ02L06AAI5FN000 |  | Lighting System | FIXTURE | Fluorescent Lighting Fixture, 2x36 W, Weather Proof Type, IP55W ,Wall Mounted | 2*36W | 1071-O2-EL-PO-027-6516-A0-0-02 | OPEN PACKING LIST | GOLNOOR | 12 | PCS | 1 |  | ODCC-EL-IGC-0188 | IGC | 2021-07-31 | 11 | 11 | manual | [48 empty] | 11
1978 | RIB-40-03 | ELLD02L06AAI5FN000 |  | Lighting System | FIXTURE | Fluorescent Lighting Fixture, 2x36 W, Weather Proof Type, IP55W ,Wall Mounted | 2*36W | 1071-O2-EL-PO-027-6516-A0-0-02 | OPEN PACKING LIST | GOLNOOR | 12 | PCS | 1 |  | ODCC-EL-IGC-0188 | IGC | 2021-07-31 | 11 | 11 | manual | [48 empty] | 11
1979 | SS-40-03 | ELLD02L06AAI5FN000 |  | Lighting System | FIXTURE | Fluorescent Lighting Fixture, 2x36 W, Weather Proof Type, IP55W ,Wall Mounted | 2*36W | 1071-O2-EL-PO-027-6516-A0-0-02 | OPEN PACKING LIST | GOLNOOR | 99 | PCS | 29 |  | ODCC-EL-IGC-0161 | IGC | 2021-10-12 | 70 | 70 | [49 empty] | 70
1980 | SS-40-04 | ELLD02L06AAI5FN000 |  | Lighting System | FIXTURE | Fluorescent Lighting Fixture, 2x36 W, Weather Proof Type, IP55W ,Wall Mounted | 2*36W | 1071-O2-EL-PO-027-6516-A0-0-02 | OPEN PACKING LIST | GOLNOOR | 72 | PCS | 11 |  | ODCC-EL-IGC-0188 | IGC | 2021-08-05 | 51 | 51 | manual | ODCC-EL-IGC-0172 | IGC | 2021-11-13 | 10 | 10 | به جای باتری دار ها | [42 empty] | 61
1981 | SS-40-05 | ELLD02L06AAI5FN000 |  | Lighting System | FIXTURE | Fluorescent Lighting Fixture, 2x36 W, Weather Proof Type, IP55W ,Wall Mounted | 2*36W | 1071-O2-EL-PO-027-6516-A0-0-02 | OPEN PACKING LIST | GOLNOOR | 104 | PCS | 34 |  | ODCC-EL-IGC-0168 | IGC | 2021-06-27 | 70 | 70 | manual | [48 empty] | 70
1982 | SS-40-09 | ELLD02L06AAI5FN000 |  | Lighting System | FIXTURE | Fluorescent Lighting Fixture, 2x36 W, Weather Proof Type, IP55W ,Wall Mounted | 2*36W | 1071-O2-EL-PO-027-6516-A0-0-02 | OPEN PACKING LIST | GOLNOOR | 108 | PCS | 32 |  | ODCC-EL-IGC-0168 | IGC | 2021-06-24 | 76 | 76 | manual | [48 empty] | 76
1983 | CR-40-01 | ELLD02L05AAI5FN000 |  | Lighting System | FIXTURE | Fluorescent Lighting Fixture, 2x36 W, Weather Proof Type, IP55W ,Suitable for Fixing on Cable Tray. | 2*36W | 1071-O2-EL-PO-027-6516-A0-0-02 | OPEN PACKING LIST | GOLNOOR | 1 | PCS | 1 | [55 empty] | 0
1984 | CR-40-02 | ELLD02L05AAI5FN000 |  | Lighting System | FIXTURE | Fluorescent Lighting Fixture, 2x36 W, Weather Proof Type, IP55W ,Suitable for Fixing on Cable Tray. | 2*36W | 1071-O2-EL-PO-027-6516-A0-0-02 | OPEN PACKING LIST | GOLNOOR | 1 | PCS | 1 | [55 empty] | 0
1985 | CR-40-03 | ELLD02L05AAI5FN000 |  | Lighting System | FIXTURE | Fluorescent Lighting Fixture, 2x36 W, Weather Proof Type, IP55W ,Suitable for Fixing on Cable Tray. | 2*36W | 1071-O2-EL-PO-027-6516-A0-0-02 | OPEN PACKING LIST | GOLNOOR | 1 | PCS | 1 | [55 empty] | 0
1986 | SS-40-03 | ELLC02L05BAH4BN000 |  | Lighting System | FIXTURE | LIGHTING FIXTURE- TARA-4000K-54W-26×120- SURFACE- THW | 2*36W | 1071-O2-EL-PO-027-6516-A0-0-02 | OPEN PACKING LIST | GOLNOOR | 74 | PCS | 0 |  | ODCC-EL-IGC-0161 | IGC | 2021-10-12 | 74 | 74 |  | ODCC-EL-IGC-0191 | IGC | 2021-10-12 | 9 | 9 | manual | [36 empty] | ODCC-EL-IGC-0012 | IGC | 44496 | 9 | 9 |  | 74
1987 | SS-40-03 | ELLC02L05BAH4BN000 |  | Lighting System | FIXTURE | LIGHTING FIXTURE- TARA-4000K-54W-26×120- SURFACE- THW | 2*36W | 1071-O2-EL-PO-027-6516-A0-0-02 | OPEN PACKING LIST | GOLNOOR | 44 | PCS | 0 |  | ODCC-EL-IGC-0161 | IGC | 2021-10-12 | 44 | 44 | [49 empty] | 44
1988 | SS-40-04 | ELLC02L05BAH4BN000 |  | Lighting System | FIXTURE | LIGHTING FIXTURE- TARA-4000K-54W-26×120- SURFACE- THW | 2*36W | 1071-O2-EL-PO-027-6516-A0-0-02 | OPEN PACKING LIST | GOLNOOR | 59 | PCS | 3 |  | ODCC-EL-IGC-0188 | IGC | 2021-08-05 | 56 | 56 | manual | [48 empty] | 56
1989 | SS-40-04 | ELLC02L05BAH4BN000 |  | Lighting System | FIXTURE | LIGHTING FIXTURE- TARA-4000K-54W-26×120- SURFACE- THW | 2*36W | 1071-O2-EL-PO-027-6516-A0-0-02 | OPEN PACKING LIST | GOLNOOR | 33 | PCS | 3 |  | ODCC-EL-IGC-0188 | IGC | 2021-08-05 | 24 | 24 | manual | ODCC-EL-IGC-0191 | IGC | 2021-10-12 | 6 | 6 | manual | [42 empty] | 30
1990 | SS-40-05 | ELLC02L05BAH4BN000 |  | Lighting System | FIXTURE | LIGHTING FIXTURE- TARA-4000K-54W-26×120- SURFACE- THW | 2*36W | 1071-O2-EL-PO-027-6516-A0-0-02 | OPEN PACKING LIST | GOLNOOR | 68 | PCS | 4 |  | ODCC-EL-IGC-0168 | IGC | 2021-05-22 | 60 | 60 | manual | ODCC-EL-IGC-0191 | IGC | 2021-10-12 | 4 | 4 | manual | [42 empty] | 64
1991 | SS-40-05 | ELLC02L05BAH4BN000 |  | Lighting System | FIXTURE | LIGHTING FIXTURE- TARA-4000K-54W-26×120- SURFACE- THW | 2*36W | 1071-O2-EL-PO-027-6516-A0-0-02 | OPEN PACKING LIST | GOLNOOR | 41 | PCS | 3 |  | ODCC-EL-IGC-0168 | IGC | 2021-05-22 | 33 | 33 | manual | ODCC-EL-IGC-0191 | IGC | 2021-10-12 | 5 | 5 | manual | [42 empty] | 38
1992 | SS-40-09 | ELLC02L05BAH4BN000 |  | Lighting System | FIXTURE | LIGHTING FIXTURE- TARA-4000K-54W-26×120- SURFACE- THW | 2*36W | 1071-O2-EL-PO-027-6516-A0-0-02 | OPEN PACKING LIST | GOLNOOR | 68 | PCS | 0 |  | ODCC-EL-IGC-0168 | IGC | 2021-05-03 | 68 | 68 | manual | [48 empty] | 68
1993 | SS-40-09 | ELLC02L05BAH4BN000 |  | Lighting System | FIXTURE | LIGHTING FIXTURE- TARA-4000K-54W-26×120- SURFACE- THW | 2*36W | 1071-O2-EL-PO-027-6516-A0-0-02 | OPEN PACKING LIST | GOLNOOR | 41 | PCS | 7 |  | ODCC-EL-IGC-0168 | IGC | 2021-05-03 | 25 | 25 | manual | ODCC-EL-IGC-0191 | IGC | 2021-10-12 | 9 | 9 | manual | [42 empty] | 34
1994 | CR-40-01 | ELLC02L06BAH4BN000 |  | Lighting System | FIXTURE | LIGHTING FIXTURE- TARA-4000K-54W-26×120- SURFACE- THW , Wall Mounted | 2*36W | 1071-O2-EL-PO-027-6516-A0-0-02 | OPEN PACKING LIST | GOLNOOR | 17 | PCS | 1 |  | ODCC-EL-IGC-0191 | IGC | 2021-10-12 | 16 | 16 | manual | [48 empty] | 16
1995 | CR-40-02 | ELLC02L06BAH4BN000 |  | Lighting System | FIXTURE | LIGHTING FIXTURE- TARA-4000K-54W-26×120- SURFACE- THW , Wall Mounted | 2*36W | 1071-O2-EL-PO-027-6516-A0-0-02 | OPEN PACKING LIST | GOLNOOR | 16 | PCS | 1 |  | ODCC-EL-IGC-0191 | IGC | 2021-10-12 | 15 | 15 | manual | [48 empty] | 15
1996 | CR-40-03 | ELLC02L06BAH4BN000 |  | Lighting System | FIXTURE | LIGHTING FIXTURE- TARA-4000K-54W-26×120- SURFACE- THW , Wall Mounted | 2*36W | 1071-O2-EL-PO-027-6516-A0-0-02 | OPEN PACKING LIST | GOLNOOR | 18 | PCS | 0 |  | ODCC-EL-IGC-0188 | IGC | 2021-08-05 | 18 | 18 | manual | [48 empty] | 18
1997 | RIB-40-01 | ELLC02L06BAH4BN000 |  | Lighting System | FIXTURE | LIGHTING FIXTURE- TARA-4000K-54W-26×120- SURFACE- THW , Wall Mounted | 2*36W | 1071-O2-EL-PO-027-6516-A0-0-02 | OPEN PACKING LIST | GOLNOOR | 4 | PCS | 0 |  | ODCC-EL-IGC-0161 | IGC | 2021-10-12 | 4 | 4 | [49 empty] | 4
1998 | RIB-40-03 | ELLC02L06BAH4BN000 |  | Lighting System | FIXTURE | LIGHTING FIXTURE- TARA-4000K-54W-26×120- SURFACE- THW , Wall Mounted | 2*36W | 1071-O2-EL-PO-027-6516-A0-0-02 | OPEN PACKING LIST | GOLNOOR | 6 | PCS | 0 |  | ODCC-EL-IGC-0161 | IGC | 2021-10-12 | 6 | 6 | [49 empty] | 6
1999 | SS-40-03 | ELLC02L06BAH4BN000 |  | Lighting System | FIXTURE | LIGHTING FIXTURE- TARA-4000K-54W-26×120- SURFACE- THW , Wall Mounted | 2*36W | 1071-O2-EL-PO-027-6516-A0-0-02 | OPEN PACKING LIST | GOLNOOR | 12 | PCS | 8 |  | ODCC-EL-IGC-0191 | IGC | 2021-10-12 | 4 | 4 | manual | [48 empty] | 4
2000 | SS-40-04 | ELLC02L06BAH4BN000 |  | Lighting System | FIXTURE | LIGHTING FIXTURE- TARA-4000K-54W-26×120- SURFACE- THW , Wall Mounted | 2*36W | 1071-O2-EL-PO-027-6516-A0-0-02 | OPEN PACKING LIST | GOLNOOR | 25 | PCS | 0 |  | ODCC-EL-IGC-0188 | IGC | 2021-08-05 | 6 | 6 | manual | ODCC-EL-IGC-0191 | IGC | 2021-10-12 | 19 | 19 | manual | [42 empty] | 25
2001 | SS-40-05 | ELLC02L06BAH4BN000 |  | Lighting System | FIXTURE | LIGHTING FIXTURE- TARA-4000K-54W-26×120- SURFACE- THW , Wall Mounted | 2*36W | 1071-O2-EL-PO-027-6516-A0-0-02 | OPEN PACKING LIST | GOLNOOR | 15 | PCS | 0 |  | ODCC-EL-IGC-0191 | IGC | 2021-10-12 | 15 | 15 | manual | [48 empty] | 15
2002 | SS-40-09 | ELLC02L06BAH4BN000 |  | Lighting System | FIXTURE | LIGHTING FIXTURE- TARA-4000K-54W-26×120- SURFACE- THW , Wall Mounted | 2*36W | 1071-O2-EL-PO-027-6516-A0-0-02 | OPEN PACKING LIST | GOLNOOR | 15 | PCS | 0 |  | ODCC-EL-IGC-0191 | IGC | 2021-10-12 | 15 | 15 | manual | [48 empty] | 15
2003 | CR-40-03 | ELLC02L04BAH4BN000 |  | Lighting System | FIXTURE | LIGHTING FIXTURE- TARA-4000K-54W-26×120- PENDANT- THW | 2*36W | 1071-O2-EL-PO-027-6516-A0-0-02 | OPEN PACKING LIST | GOLNOOR | 1 | PCS | 0 |  | ODCC-EL-IGC-0191 | IGC | 2021-10-12 | 1 | 1 | manual | [48 empty] | 1
2004 | BD-40-10 | ELLC02L05AAI5FN000 |  | Lighting System | FIXTURE | Fluorescent Lighting Fixture ,2x36 W, Weather Proof Type, IP55W, Ceiling Mounted | 2*36W | 1071-O2-EL-PO-027-6516-A0-0-02 | OPEN PACKING LIST | GOLNOOR | 33 | PCS | 33 | [55 empty] | 0
2005 | BD-40-10 | ELLM10F04AAI5FN000 |  | Lighting System | GLASS | TEMPERED GLASS | - | 1071-O2-EL-PO-027-6516-A0-0-02 | OPEN PACKING LIST | GOLNOOR | 61 | PCS | 61 | [55 empty] | 0
2006 | BD-40-02 | ELLM10F04BAH4BN000 |  | Lighting System | GLASS | TEMPERED GLASS | - | 1071-O2-EL-PO-027-6516-A0-0-02 | OPEN PACKING LIST | GOLNOOR | 13 | PCS | 13 | [55 empty] | 0
2007 | BD-40-11 | ELLM10F04AAI5FN000 |  | Lighting System | GLASS | TEMPERED GLASS | - | 1071-O2-EL-PO-027-6516-A0-0-02 | OPEN PACKING LIST | GOLNOOR | 4 | PCS | 4 | [55 empty] | 0
2008 | BD-40-12 | ELLM10F04AAI5FN000 |  | Lighting System | GLASS | TEMPERED GLASS | - | 1071-O2-EL-PO-027-6516-A0-0-02 | OPEN PACKING LIST | GOLNOOR | 12 | PCS | 12 | [55 empty] | 0
2009 | BD-40-10 | ELLM10F04AAI5FN000 |  | Lighting System | SILICON TAPE | SILICON TAPE FOR MERIKH3 | - | 1071-O2-EL-PO-027-6516-A0-0-02 | OPEN PACKING LIST | GOLNOOR | 61 | PCS | 61 | [55 empty] | 0
2010 | BD-40-11 | ELLM10F04AAI5FN000 |  | Lighting System | SILICON TAPE | SILICON TAPE FOR MERIKH3 | - | 1071-O2-EL-PO-027-6516-A0-0-02 | OPEN PACKING LIST | GOLNOOR | 4 | PCS | 4 | [55 empty] | 0
2011 | BD-40-02 | ELLM10F04BAH4BN000 |  | Lighting System | SILICON TAPE | SILICON TAPE FOR MERIKH3 | - | 1071-O2-EL-PO-027-6516-A0-0-02 | OPEN PACKING LIST | GOLNOOR | 13 | PCS | 13 | [55 empty] | 0
2012 | BD-40-12 | ELLM10F04AAI5FN000 |  | Lighting System | SILICON TAPE | SILICON TAPE FOR MERIKH3 | - | 1071-O2-EL-PO-027-6516-A0-0-02 | OPEN PACKING LIST | GOLNOOR | 12 | PCS | 12 | [55 empty] | 0
2013 | BD-40-10 | ELLM10F04AAI5FN000 |  | Lighting System | REFLECTOR | REFLECTOR - MERIKH 3 | - | 1071-O2-EL-PO-027-6516-A0-0-02 | OPEN PACKING LIST | GOLNOOR | 61 | PCS | 61 | [55 empty] | 0
2014 | BD-40-11 | ELLM10F04AAI5FN000 |  | Lighting System | REFLECTOR | REFLECTOR - MERIKH 3 | - | 1071-O2-EL-PO-027-6516-A0-0-02 | OPEN PACKING LIST | GOLNOOR | 4 | PCS | 4 | [55 empty] | 0
2015 | BD-40-12 | ELLM10F04AAI5FN000 |  | Lighting System | REFLECTOR | REFLECTOR - MERIKH 3 | - | 1071-O2-EL-PO-027-6516-A0-0-02 | OPEN PACKING LIST | GOLNOOR | 12 | PCS | 12 | [55 empty] | 0
2016 | BD-40-02 | ELLM10F04BAH4BN000 |  | Lighting System | REFLECTOR | REFLECTOR - MERIKH 3 | - | 1071-O2-EL-PO-027-6516-A0-0-02 | OPEN PACKING LIST | GOLNOOR | 13 | PCS | 13 | [55 empty] | 0
2017 | BD-40-10 | ELLM10F04AAI5FN000 |  | Lighting System | Lamp | LAMP - METAL HALIDE - 250W - E40- HIT | 1*250W | 1071-O2-EL-PO-027-6516-A0-0-02 | OPEN PACKING LIST | GOLNOOR | 57 | PCS | 57 | [55 empty] | 0
2018 | BD-40-11 | ELLM10F04AAI5FN000 |  | Lighting System | Lamp | LAMP - METAL HALIDE - 250W - E40- HIT | 1*250W | 1071-O2-EL-PO-027-6516-A0-0-02 | OPEN PACKING LIST | GOLNOOR | 4 | PCS | 4 | [55 empty] | 0
2019 | BD-40-02 | ELLM10F04BAH4BN000 |  | Lighting System | Lamp | LAMP - METAL HALIDE - 250W - E40- HIT | 1*250W | 1071-O2-EL-PO-027-6516-A0-0-02 | OPEN PACKING LIST | GOLNOOR | 13 | PCS | 13 | [55 empty] | 0
2020 | BD-40-12 | ELLM10F04AAI5FN000 |  | Lighting System | Lamp | LAMP - METAL HALIDE - 250W - E40- HIT | 1*250W | 1071-O2-EL-PO-027-6516-A0-0-02 | OPEN PACKING LIST | GOLNOOR | 12 | PCS | 12 | [55 empty] | 0
2021 | BD-40-11 | ELLF10F12AAI5FN000 |  | Lighting System | Lamp | LAMP - METAL HALIDE - E40 - 250W - TUBULAR | 1*250W | 1071-O2-EL-PO-027-6516-A0-0-02 | OPEN PACKING LIST | GOLNOOR | 3 | PCS | 3 | [55 empty] | 0
2022 | BD-40-12 | ELLF10F12AAI5FN000 |  | Lighting System | Lamp | LAMP - METAL HALIDE - E40 - 250W - TUBULAR | 1*250W | 1071-O2-EL-PO-027-6516-A0-0-02 | OPEN PACKING LIST | GOLNOOR | 2 | PCS | 1 |  | ODCC-EL-ODCC-0019 | ODCC | 2021-10-30 | 1 | 1 | [49 empty] | 1
2023 | BD-40-12 | ELLF10F12AAI5FN000 |  | Lighting System | Cable Gland | GLAND - M20 - ARMORED - INDUSTRIAL- | 20mm | 1071-O2-EL-PO-027-6516-A0-0-02 | OPEN PACKING LIST | GOLNOOR | 2 | PCS | 1 |  | ODCC-EL-ODCC-0018 | ODCC | 2021-10-25 | 1 | 1 | [49 empty] | 1
2024 | BD-40-11 | ELLF10F12AAI5FN000 |  | Lighting System | Cable Gland | GLAND - M25 - NON ARMORED - INDUSTRIAL- | 25mm | 1071-O2-EL-PO-027-6516-A0-0-02 | OPEN PACKING LIST | GOLNOOR | 3 | PCS | 3 | [55 empty] | 0
2025 | SS-40-04 | ELLD02L06AAI5FN000 |  | Lighting System | Cable Gland | GLAND- INDUSTRIAL- M25- NON ARMORED-for atlantis m -ss-40-04-01 | 25mm | 1071-O2-EL-PO-027-6516-A0-0-02 | OPEN PACKING LIST | GOLNOOR | 43 | PCS | 43 | [55 empty] | 0
2026 | CR-40-01 | EPSH041I5FN000 |  | Lighting System | Cable Gland | GLAND- INDUSTRIAL- M25- NON ARMORED-for 3way JB | 25mm | 1071-O2-EL-PO-027-6516-A0-0-02 | OPEN PACKING LIST | GOLNOOR | 45 | PCS | 12 |  | ODCC-EL-IGC-0188 | IGC | 2021-08-09 | 33 | 33 | manual | [48 empty] | 33
2027 | CR-40-02 | EPSH041I5FN000 |  | Lighting System | Cable Gland | GLAND- INDUSTRIAL- M25- NON ARMORED-for 3way JB | 25mm | 1071-O2-EL-PO-027-6516-A0-0-02 | OPEN PACKING LIST | GOLNOOR | 54 | PCS | 0 |  | ODCC-EL-IGC-0152 | IGC | 2021-09-15 | 54 | 54 | [49 empty] | 54
2028 | CR-40-03 | EPSH041I5FN000 |  | Lighting System | Cable Gland | GLAND- INDUSTRIAL- M25- NON ARMORED-for 3way JB | 25mm | 1071-O2-EL-PO-027-6516-A0-0-02 | OPEN PACKING LIST | GOLNOOR | 51 | PCS | 15 |  | ODCC-EL-IGC-0188 | IGC | 2021-08-09 | 36 | 36 | manual | [48 empty] | 36
2029 | RIB-40-02 | EPSH041I5FN000 |  | Lighting System | Cable Gland | GLAND- INDUSTRIAL- M25- NON ARMORED-for 3way JB | 25mm | 1071-O2-EL-PO-027-6516-A0-0-02 | OPEN PACKING LIST | GOLNOOR | 33 | PCS | 3 |  | ODCC-EL-IGC-0152 | IGC | 2021-09-15 | 30 | 30 | [49 empty] | 30
2030 | RIB-40-03 | EPSH041I5FN000 |  | Lighting System | Cable Gland | GLAND- INDUSTRIAL- M25- NON ARMORED-for 3way JB | 25mm | 1071-O2-EL-PO-027-6516-A0-0-02 | OPEN PACKING LIST | GOLNOOR | 33 | PCS | 3 |  | ODCC-EL-IGC-0152 | IGC | 2021-09-15 | 30 | 30 | [49 empty] | 30
2031 | SS-40-03 | EPSH041I5FN000 |  | Lighting System | Cable Gland | GLAND- INDUSTRIAL- M25- NON ARMORED-for 3way JB | 25mm | 1071-O2-EL-PO-027-6516-A0-0-02 | OPEN PACKING LIST | GOLNOOR | 243 | PCS | 69 |  | ODCC-EL-IGC-0165 | IGC | 2021-11-02 | 174 | 174 | [49 empty] | 174
2032 | SS-40-04 | EPSH041I5FN000 |  | Lighting System | Cable Gland | GLAND- INDUSTRIAL- M25- NON ARMORED-for 3way JB | 25mm | 1071-O2-EL-PO-027-6516-A0-0-02 | OPEN PACKING LIST | GOLNOOR | 174 | PCS | 36 |  | ODCC-EL-IGC-0152 | IGC | 2021-09-15 | 138 | 138 | [49 empty] | 138
2033 | CR-40-01 | ELLD02L06AAI5FN000 |  | Lighting System | BRACKET | WALL/CEILING BRACKET -WITH B/N | - | 1071-O2-EL-PO-027-6516-A0-0-02 | OPEN PACKING LIST | GOLNOOR | 30 | PCS | 30 | [55 empty] | 0
2034 | CR-40-01 | ELLD02L05AAI5FN000 |  | Lighting System | BRACKET | WALL/CEILING BRACKET -WITH B/N | - | 1071-O2-EL-PO-027-6516-A0-0-02 | OPEN PACKING LIST | GOLNOOR | 2 | PCS | 2 | [55 empty] | 0
2035 | CR-40-02 | ELLD02L06AAI5FN000 |  | Lighting System | BRACKET | WALL/CEILING BRACKET -WITH B/N | - | 1071-O2-EL-PO-027-6516-A0-0-02 | OPEN PACKING LIST | GOLNOOR | 38 | PCS | 0 |  | ODCC-EL-IGC-0146 | IGC | 2021-09-05 | 38 | 38 | [49 empty] | 38
2036 | CR-40-02 | ELLD02L05AAI5FN000 |  | Lighting System | BRACKET | WALL/CEILING BRACKET -WITH B/N | - | 1071-O2-EL-PO-027-6516-A0-0-02 | OPEN PACKING LIST | GOLNOOR | 2 | PCS | 2 | [55 empty] | 0
2037 | CR-40-03 | ELLD02L06AAI5FN000 |  | Lighting System | BRACKET | WALL/CEILING BRACKET -WITH B/N | - | 1071-O2-EL-PO-027-6516-A0-0-02 | OPEN PACKING LIST | GOLNOOR | 30 | PCS | 0 |  | ODCC-EL-IGC-0168 | IGC | 2021-06-27 | 30 | 30 | manual | [48 empty] | 30
2038 | CR-40-03 | ELLD02L05AAI5FN000 |  | Lighting System | BRACKET | WALL/CEILING BRACKET -WITH B/N | - | 1071-O2-EL-PO-027-6516-A0-0-02 | OPEN PACKING LIST | GOLNOOR | 2 | PCS | 2 | [55 empty] | 0
2039 | RIB-40-01 | ELLD02L06AAI5FN000 |  | Lighting System | BRACKET | WALL/CEILING BRACKET -WITH B/N | - | 1071-O2-EL-PO-027-6516-A0-0-02 | OPEN PACKING LIST | GOLNOOR | 18 | PCS | 0 |  | ODCC-EL-IGC-0188 | IGC | 2021-07-31 | 18 | 18 | manual | [48 empty] | 18
2040 | RIB-40-02 | ELLJ02L06AAI5FN000 |  | Lighting System | BRACKET | WALL/CEILING BRACKET -WITH B/N | - | 1071-O2-EL-PO-027-6516-A0-0-02 | OPEN PACKING LIST | GOLNOOR | 24 | PCS | 2 |  | ODCC-EL-IGC-0188 | IGC | 2021-07-31 | 22 | 22 | manual | [48 empty] | 22
2041 | RIB-40-03 | ELLD02L06AAI5FN000 |  | Lighting System | BRACKET | WALL/CEILING BRACKET -WITH B/N | - | 1071-O2-EL-PO-027-6516-A0-0-02 | OPEN PACKING LIST | GOLNOOR | 24 | PCS | 2 |  | ODCC-EL-IGC-0188 | IGC | 2021-07-31 | 22 | 22 | manual | [48 empty] | 22
2042 | SS-40-03 | ELLD02L06AAI5FN000 |  | Lighting System | BRACKET | WALL/CEILING BRACKET -WITH B/N | - | 1071-O2-EL-PO-027-6516-A0-0-02 | OPEN PACKING LIST | GOLNOOR | 198 | PCS | 58 |  | ODCC-EL-IGC-0161 | IGC | 2021-10-12 | 140 | 140 | [49 empty] | 140
2043 | SS-40-04 | ELLD02L06AAI5FN000 |  | Lighting System | BRACKET | WALL/CEILING BRACKET -WITH B/N | - | 1071-O2-EL-PO-027-6516-A0-0-02 | OPEN PACKING LIST | GOLNOOR | 144 | PCS | 124 |  | ODCC-EL-IGC-0172 | IGC | 2021-11-13 | 20 | 20 | به جای باتری دار ها | [48 empty] | 20
2044 | SS-40-05 | ELLD02L06AAI5FN000 |  | Lighting System | BRACKET | WALL/CEILING BRACKET -WITH B/N | - | 1071-O2-EL-PO-027-6516-A0-0-02 | OPEN PACKING LIST | GOLNOOR | 208 | PCS | 68 |  | ODCC-EL-IGC-0168 | IGC | 2021-06-27 | 140 | 140 | manual | [48 empty] | 140
2045 | SS-40-09 | ELLD02L06AAI5FN000 |  | Lighting System | BRACKET | WALL/CEILING BRACKET -WITH B/N | - | 1071-O2-EL-PO-027-6516-A0-0-02 | OPEN PACKING LIST | GOLNOOR | 216 | PCS | 64 |  | ODCC-EL-IGC-0168 | IGC | 2021-06-24 | 152 | 152 | manual | [48 empty] | 152
2046 | BD-40-10 | ELLD02L06AAI5FN000 |  | Lighting System | BRACKET | WALL/CEILING BRACKET -WITH B/N | - | 1071-O2-EL-PO-027-6516-A0-0-02 | OPEN PACKING LIST | GOLNOOR | 22 | PCS | 22 | [55 empty] | 0
2047 | BD-40-10 | ELLC02L05AAI5FN000 |  | Lighting System | BRACKET | WALL/CEILING BRACKET -WITH B/N | - | 1071-O2-EL-PO-027-6516-A0-0-02 | OPEN PACKING LIST | GOLNOOR | 66 | PCS | 66 | [55 empty] | 0
2048 | BD-40-11 | ELLD02L06AAI5FN000 |  | Lighting System | BRACKET | WALL/CEILING BRACKET -WITH B/N | - | 1071-O2-EL-PO-027-6516-A0-0-02 | OPEN PACKING LIST | GOLNOOR | 48 | PCS | 48 | [55 empty] | 0
2049 | BD-40-12 | ELLD02L06AAI5FN000 |  | Lighting System | BRACKET | WALL/CEILING BRACKET -WITH B/N | - | 1071-O2-EL-PO-027-6516-A0-0-02 | OPEN PACKING LIST | GOLNOOR | 4 | PCS | 4 | [55 empty] | 0
2050 | SS-40-04 | ELLJ02L06AAI5FN000 |  | Lighting System | BRACKET | WALL/CEILING BRACKET -WITH B/N | - | 1071-O2-EL-PO-027-6516-A0-0-02 | OPEN PACKING LIST | GOLNOOR | 40 | PCS | 40 | [55 empty] | 0
2051 | BD-40-12 | ELLD02K13AAI5FN000 |  | Lighting System | BRACKET | POLE BRACKET -WITH B/N | - | 1071-O2-EL-PO-027-6516-A0-0-02 | OPEN PACKING LIST | GOLNOOR | 22 | PCS | 22 | [55 empty] | 0
2052 | 61 | ELLF10G11AAI5FN000 | CMIS:ELLF10G12AAI5FN000 | Lighting System | FIXTURE | WP Floodlight MARS (Metal Halide) / 400W- Sutaible for Tower-Top Mounting | 1*400W | 1071-O2-EL-PO-028-6518-A0-0-001-Rev.01 | OPEN PACKING LIST | Mashin Sazi Shomal | 9 | PCS | 1 |  | ODCC-EL-ARP-0074 | Abad Rahan | 2021-04-27 | 8 | 8 | manual | [48 empty] | 8
2053 | 61 | ELLF10G12AAI5FN000 |  | Lighting System | FIXTURE | WP Floodlight MARS (Metal Halide)/400W-Sutaible for Concrete Wall/Steel Structure Mounting | 1*400W | 1071-O2-EL-PO-028-6518-A0-0-001-Rev.01 | OPEN PACKING LIST | Mashin Sazi Shomal | 5 | PCS | 1 |  | ODCC-EL-ARP-0074 | Abad Rahan | 2021-06-13 | 4 | 4 | manual | [48 empty] | 4
2054 | SS-40-09 | EJTIKB0101RTT |  | TERMINATION KIT | TERMINATION KIT | Termination Kit, Heat Shrinkable Type, 3.6/6(7.2) kV, Indoor Type, suitable for Cu/XLPE/AWA/PVC Cable, Complete with Tinned Copper Compression Type, Heavy Duty Cable Lug, Earthing Connection Kit, Armour Connection Kit, Insulating Boot, Wire Shields, Shrouds, Related Springs & Washers, Bolts & Nuts and all necessary accessories in Accordance with IEC 60502-4 & IEC 61442. | 1*300 | 1071-O2-EL-PO-036-6007-A0-0-001 | OPEN PACKING LIST | Shahin Mafsal Co. | 23 | PCS | 5 |  | ODCC-EL-IGC-0205 | IGC | 2021-12-30 | 22 | 18 | [49 empty] | 18
2055 | 20 | EJTIKB1003MTT |  | TERMINATION KIT | TERMINATION KIT | Termination Kit, Heat Shrinkable Type, 3.6/6(7.2) kV, Indoor Type, suitable for Cu/SC/XLPE/SC/SCR/Bd/PVC/Lsh/Bd/SWA/PVC cable, Complete with Tinned Copper Compression Type, Heavy Duty Cable Lug, Earthing Connection Kit, Armour and Lead Sheath Connection Kit, Insulating Boot, Tape Sheilds, Shrouds, Related Springs & Washers, Bolts & Nuts and all necessary accessories in Accordance with IEC 60502-4 & IEC 61442. | 3*95 | 1071-O2-EL-PO-036-6007-A0-0-003 | OPEN PACKING LIST | Shahin Mafsal Co. | 2 | PCS | 2 | [55 empty] | 0
2056 | SS-40-09 | EE-4809TR5501A |  | Transformer | Transformer | Body 2/2.3 MVA,33/0.42 KV ,Oil Immersed Distrubution Transformers with Accessoreis | 33/0.42 | 1071-O2-EL-PO-006-6502-A0-0-001 | OPEN PACKING LIST | ARYA TRANSFO-SHARGH | 1 | PCS | 0 |  | ODCC-EL-IGC-0125 | IGC | 2021-06-25 | 1 | 1 | [49 empty] | 1
2057 | SS-40-09 | EE-4809TR5501B |  | Transformer | Transformer | Body 2/2.3 MVA,33/0.42 KV ,Oil Immersed Distrubution Transformers with Accessoreis | 33/0.42 | 1071-O2-EL-PO-006-6502-A0-0-001 | OPEN PACKING LIST | ARYA TRANSFO-SHARGH | 1 | PCS | 0 |  | ODCC-EL-IGC-0125 | IGC | 2021-06-25 | 1 | 1 | [49 empty] | 1
2058 | SS-40-09 | EE-4809TR5102A |  | Transformer | Transformer | Body 2/2.3 MVA,33/0.42 KV ,Oil Immersed Distrubution Transformers with Accessoreis | 33/0.42 | 1071-O2-EL-PO-006-6502-A0-0-001 | OPEN PACKING LIST | ARYA TRANSFO-SHARGH | 1 | PCS | 0 |  | ODCC-EL-IGC-0125 | IGC | 2021-06-25 | 1 | 1 | [49 empty] | 1
2059 | SS-40-09 | EE-4809TR5102B |  | Transformer | Transformer | Body 2/2.3 MVA,33/0.42 KV ,Oil Immersed Distrubution Transformers with Accessoreis | 33/0.42 | 1071-O2-EL-PO-006-6502-A0-0-001 | OPEN PACKING LIST | ARYA TRANSFO-SHARGH | 1 | PCS | 0 |  | ODCC-EL-IGC-0125 | IGC | 2021-06-25 | 1 | 1 | [49 empty] | 1
2060 | SS-40-09 | EE-4809TR5103A |  | Transformer | Transformer | Body 2/2.3 MVA,33/0.42 KV ,Oil Immersed Distrubution Transformers with Accessoreis | 33/0.42 | 1071-O2-EL-PO-006-6502-A0-0-001 | OPEN PACKING LIST | ARYA TRANSFO-SHARGH | 1 | PCS | 0 |  | ODCC-EL-IGC-0125 | IGC | 2021-06-25 | 1 | 1 | [49 empty] | 1
2061 | SS-40-09 | EE-4809TR5103B |  | Transformer | Transformer | Body 2/2.3 MVA,33/0.42 KV ,Oil Immersed Distrubution Transformers with Accessoreis | 33/0.42 | 1071-O2-EL-PO-006-6502-A0-0-001 | OPEN PACKING LIST | ARYA TRANSFO-SHARGH | 1 | PCS | 0 |  | ODCC-EL-IGC-0125 | IGC | 2021-06-25 | 1 | 1 | [49 empty] | 1
2062 | SS-40-09 | EE-4809TR5104A |  | Transformer | Transformer | Body 2/2.3 MVA,33/0.42 KV ,Oil Immersed Distrubution Transformers with Accessoreis | 33/0.42 | 1071-O2-EL-PO-006-6502-A0-0-001 | OPEN PACKING LIST | ARYA TRANSFO-SHARGH | 1 | PCS | 0 |  | ODCC-EL-IGC-0125 | IGC | 2021-06-25 | 1 | 1 | [49 empty] | 1
2063 | SS-40-09 | EE-4809TR5104B |  | Transformer | Transformer | Body 2/2.3 MVA,33/0.42 KV ,Oil Immersed Distrubution Transformers with Accessoreis | 33/0.42 | 1071-O2-EL-PO-006-6502-A0-0-001 | OPEN PACKING LIST | ARYA TRANSFO-SHARGH | 1 | PCS | 0 |  | ODCC-EL-IGC-0125 | IGC | 2021-06-25 | 1 | 1 | [49 empty] | 1
2064 | SS-40-09 | EE-4809TR4801A |  | Transformer | Transformer | Body 1.6/1.84 MVA,33/0.42 KV ,Oil Immersed Distrubution Transformers with Accessoreis | 33/0.42 | 1071-O2-EL-PO-006-6502-A0-0-001 | OPEN PACKING LIST | ARYA TRANSFO-SHARGH | 1 | PCS | 0 |  | ODCC-EL-IGC-0125 | IGC | 2021-06-25 | 1 | 1 | [49 empty] | 1
2065 | SS-40-09 | EE-4809TR4801B |  | Transformer | Transformer | Body 1.6/1.84 MVA,33/0.42 KV ,Oil Immersed Distrubution Transformers with Accessoreis | 33/0.42 | 1071-O2-EL-PO-006-6502-A0-0-001 | OPEN PACKING LIST | ARYA TRANSFO-SHARGH | 1 | PCS | 0 |  | ODCC-EL-IGC-0125 | IGC | 2021-06-25 | 1 | 1 | [49 empty] | 1
2066 | 45 | ECCX1GCB1101RTT | U45-XCLAV-03-1-C1-25 | Cable | MV | MV 1x300 RM / 25 mm² C2 - 18/30 (36) kV - Cu/SCT/SC/XLPE/SC/SCT/CWS/Pet/LSh/PVC/AWA/Pet/PVC - [Red] (Drum No.:2992436) | 1*300 | 1071-O2-EL-PO-001-6001-A0-2-001 | OPEN PACKING LIST | ABHAR WIRE & CABLE CO. | 1004 | meter | 0 | Abad Rahan | ODCC-EL-ARP-0024 | Abad Rahan | 2021-05-20 | 1004 | 1004 | [49 empty] | 1004
2067 | 45 | ECCX1GCB1101RTT | U45-XCLAV-03-1-C1-26 | Cable | MV | MV 1x300 RM / 25 mm² C2 - 18/30 (36) kV - Cu/SCT/SC/XLPE/SC/SCT/CWS/Pet/LSh/PVC/AWA/Pet/PVC - [Red] (Drum No.:2992385) | 1*300 | 1071-O2-EL-PO-001-6001-A0-2-001 | OPEN PACKING LIST | ABHAR WIRE & CABLE CO. | 1027 | meter | 0 | Abad Rahan | ODCC-EL-ARP-0024 | Abad Rahan | 2021-05-20 | 1027 | 1027 | [43 empty] | ODCC-EL-ARP-0002 | ARP | 2021-06-03 | 0 | 0 |  | 1027
2068 | 45 | ECCX1GCB1101RTT | U45-XCLAV-03-1-C1-27 | Cable | MV | MV 1x300 RM / 25 mm² C2 - 18/30 (36) kV - Cu/SCT/SC/XLPE/SC/SCT/CWS/Pet/LSh/PVC/AWA/Pet/PVC - [Red] (Drum No.:2992400) | 1*300 | 1071-O2-EL-PO-001-6001-A0-2-001 | OPEN PACKING LIST | ABHAR WIRE & CABLE CO. | 1005 | meter | 0 | Abad Rahan | ODCC-EL-ARP-0024 | Abad Rahan | 2021-05-20 | 1005 | 1005 | [49 empty] | 1005
2069 | 45 | ECCX1GCB1101RTT | U45-XCLAV-03-1-C1-28 | Cable | MV | MV 1x300 RM / 25 mm² C2 - 18/30 (36) kV - Cu/SCT/SC/XLPE/SC/SCT/CWS/Pet/LSh/PVC/AWA/Pet/PVC - [Red] (Drum No.:2992384) | 1*300 | 1071-O2-EL-PO-001-6001-A0-2-001 | OPEN PACKING LIST | ABHAR WIRE & CABLE CO. | 1020 | meter | 0 | Abad Rahan | ODCC-EL-ARP-0024 | Abad Rahan | 2021-05-20 | 1020 | 1020 | [43 empty] | ODCC-EL-ARP-0002 | ARP | 2021-06-03 | 0 | 0 |  | 1020
2070 | 45 | ECCX1GCB1101RTT | U45-XCLAV-03-1-C1-29 | Cable | MV | MV 1x300 RM / 25 mm² C2 - 18/30 (36) kV - Cu/SCT/SC/XLPE/SC/SCT/CWS/Pet/LSh/PVC/AWA/Pet/PVC - [Red] (Drum No.:2992387) | 1*300 | 1071-O2-EL-PO-001-6001-A0-2-001 | OPEN PACKING LIST | ABHAR WIRE & CABLE CO. | 1006 | meter | 0 | Abad Rahan | ODCC-EL-ARP-0024 | Abad Rahan | 2021-05-20 | 1006 | 1006 | [49 empty] | 1006
2071 | 45 | ECCX1GCB1101RTT | U45-XCLAV-03-1-C1-30 | Cable | MV | MV 1x300 RM / 25 mm² C2 - 18/30 (36) kV - Cu/SCT/SC/XLPE/SC/SCT/CWS/Pet/LSh/PVC/AWA/Pet/PVC - [Red] (Drum No.:2992386) | 1*300 | 1071-O2-EL-PO-001-6001-A0-2-001 | OPEN PACKING LIST | ABHAR WIRE & CABLE CO. | 1021 | meter | 0 | Abad Rahan | ODCC-EL-ARP-0024 | Abad Rahan | 2021-05-20 | 1021 | 1021 | [43 empty] | ODCC-EL-ARP-0002 | ARP | 2021-06-03 | 0 | 0 |  | 1021
2072 | 45 | ECCX1GCB1101RTT | U45-XCLAV-03-1-C1-31 | Cable | MV | MV 1x300 RM / 25 mm² C2 - 18/30 (36) kV - Cu/SCT/SC/XLPE/SC/SCT/CWS/Pet/LSh/PVC/AWA/Pet/PVC - [Red] (Drum No.:2992431) | 1*300 | 1071-O2-EL-PO-001-6001-A0-2-001 | OPEN PACKING LIST | ABHAR WIRE & CABLE CO. | 1006 | meter | 0 | Abad Rahan | ODCC-EL-ARP-0024 | Abad Rahan | 2021-05-20 | 1006 | 1006 | [49 empty] | 1006
2073 | 45 | ECCX1GCB1101RTT | U45-XCLAV-03-1-C1-32 | Cable | MV | MV 1x300 RM / 25 mm² C2 - 18/30 (36) kV - Cu/SCT/SC/XLPE/SC/SCT/CWS/Pet/LSh/PVC/AWA/Pet/PVC - [Red] (Drum No.:2992502) | 1*300 | 1071-O2-EL-PO-001-6001-A0-2-001 | OPEN PACKING LIST | ABHAR WIRE & CABLE CO. | 1013 | meter | 0 | Abad Rahan | ODCC-EL-ARP-0024 | Abad Rahan | 2021-05-20 | 1013 | 1013 | [43 empty] | ODCC-EL-ARP-0002 | ARP | 2021-06-03 | 0 | 0 |  | 1013
2074 | 45 | ECCX1GCB1101RTT | U45-XCLAV-03-1-C1-33 | Cable | MV | MV 1x300 RM / 25 mm² C2 - 18/30 (36) kV - Cu/SCT/SC/XLPE/SC/SCT/CWS/Pet/LSh/PVC/AWA/Pet/PVC - [Red] (Drum No.:2992388) | 1*300 | 1071-O2-EL-PO-001-6001-A0-2-001 | OPEN PACKING LIST | ABHAR WIRE & CABLE CO. | 1012 | meter | 0 | Abad Rahan | ODCC-EL-ARP-0024 | Abad Rahan | 2021-05-20 | 1012 | 1012 | [49 empty] | 1012
2075 | 45 | ECCX1GCB1101RTT | U45-XCLAV-03-1-C1-34 | Cable | MV | MV 1x300 RM / 25 mm² C2 - 18/30 (36) kV - Cu/SCT/SC/XLPE/SC/SCT/CWS/Pet/LSh/PVC/AWA/Pet/PVC - [Red] (Drum No.:2992489) | 1*300 | 1071-O2-EL-PO-001-6001-A0-2-001 | OPEN PACKING LIST | ABHAR WIRE & CABLE CO. | 1017 | meter | 0 | Abad Rahan | ODCC-EL-ARP-0024 | Abad Rahan | 2021-05-20 | 1017 | 1017 | [43 empty] | ODCC-EL-ARP-0002 | ARP | 2021-06-03 | 0 | 0 |  | 1017
2076 | 45 | ECCX1GCB1101RTT | U45-XCLAV-03-1-C1-35 | Cable | MV | MV 1x300 RM / 25 mm² C2 - 18/30 (36) kV - Cu/SCT/SC/XLPE/SC/SCT/CWS/Pet/LSh/PVC/AWA/Pet/PVC - [Red] (Drum No.:2992491) | 1*300 | 1071-O2-EL-PO-001-6001-A0-2-001 | OPEN PACKING LIST | ABHAR WIRE & CABLE CO. | 1013 | meter | 0 | Abad Rahan | ODCC-EL-ARP-0024 | Abad Rahan | 2021-05-20 | 1013 | 1013 | [43 empty] | ODCC-EL-ARP-0002 | ARP | 2021-06-03 | 0 | 0 |  | 1013
2077 | 45 | ECCX1GCB1101RTT | U45-XCLAV-03-1-C1-36 | Cable | MV | MV 1x300 RM / 25 mm² C2 - 18/30 (36) kV - Cu/SCT/SC/XLPE/SC/SCT/CWS/Pet/LSh/PVC/AWA/Pet/PVC - [Red] (Drum No.:2992492) | 1*300 | 1071-O2-EL-PO-001-6001-A0-2-001 | OPEN PACKING LIST | ABHAR WIRE & CABLE CO. | 1005 | meter | 0 | Abad Rahan | ODCC-EL-ARP-0024 | Abad Rahan | 2021-05-20 | 1005 | 1005 | [49 empty] | 1005
2078 | 45 | ECCX1GCB1101RTT | U45-XCLAV-03-1-C1-37 | Cable | MV | MV 1x300 RM / 25 mm² C2 - 18/30 (36) kV - Cu/SCT/SC/XLPE/SC/SCT/CWS/Pet/LSh/PVC/AWA/Pet/PVC - [Red] (Drum No.:2992426) | 1*300 | 1071-O2-EL-PO-001-6001-A0-2-001 | OPEN PACKING LIST | ABHAR WIRE & CABLE CO. | 1015 | meter | 0 | Abad Rahan | ODCC-EL-ARP-0024 | Abad Rahan | 2021-05-20 | 1015 | 1015 | [49 empty] | 1015
2079 | 45 | ECCX1GCB1101RTT | U45-XCLAV-03-1-C1-38 | Cable | MV | MV 1x300 RM / 25 mm² C2 - 18/30 (36) kV - Cu/SCT/SC/XLPE/SC/SCT/CWS/Pet/LSh/PVC/AWA/Pet/PVC - [Red] (Drum No.:2992453) | 1*300 | 1071-O2-EL-PO-001-6001-A0-2-001 | OPEN PACKING LIST | ABHAR WIRE & CABLE CO. | 1017 | meter | 0 | Abad Rahan | ODCC-EL-ARP-0024 | Abad Rahan | 2021-05-20 | 1017 | 1017 | [43 empty] | ODCC-EL-ARP-0002 | ARP | 2021-06-03 | 0 | 0 |  | 1017
2080 | 45 | ECCX1GCB1101RTT | U45-XCLAV-03-1-C1-39 | Cable | MV | MV 1x300 RM / 25 mm² C2 - 18/30 (36) kV - Cu/SCT/SC/XLPE/SC/SCT/CWS/Pet/LSh/PVC/AWA/Pet/PVC - [Red] (Drum No.:2992437) | 1*300 | 1071-O2-EL-PO-001-6001-A0-2-001 | OPEN PACKING LIST | ABHAR WIRE & CABLE CO. | 1015 | meter | 0 | Abad Rahan | ODCC-EL-ARP-0024 | Abad Rahan | 2021-05-20 | 1015 | 1015 | [49 empty] | 1015
2081 | 45 | ECCX1GCB1101RTT | U45-XCLAV-03-1-C1-40 | Cable | MV | MV 1x300 RM / 25 mm² C2 - 18/30 (36) kV - Cu/SCT/SC/XLPE/SC/SCT/CWS/Pet/LSh/PVC/AWA/Pet/PVC - [Red] (Drum No.:2992412) | 1*300 | 1071-O2-EL-PO-001-6001-A0-2-001 | OPEN PACKING LIST | ABHAR WIRE & CABLE CO. | 1015 | meter | 0 | Abad Rahan | ODCC-EL-ARP-0024 | Abad Rahan | 2021-05-20 | 1015 | 1015 | [43 empty] | ODCC-EL-ARP-0002 | ARP | 2021-06-03 | 0 | 0 |  | 1015
2082 | 45 | ECCX1GCB1101RTT | U45-XCLAV-03-1-C1-41 | Cable | MV | MV 1x300 RM / 25 mm² C2 - 18/30 (36) kV - Cu/SCT/SC/XLPE/SC/SCT/CWS/Pet/LSh/PVC/AWA/Pet/PVC - [Red] (Drum No.:2992445) | 1*300 | 1071-O2-EL-PO-001-6001-A0-2-001 | OPEN PACKING LIST | ABHAR WIRE & CABLE CO. | 1017 | meter | 0 | Abad Rahan | ODCC-EL-ARP-0024 | Abad Rahan | 2021-05-20 | 1017 | 1017 | [43 empty] | ODCC-EL-ARP-0002 | ARP | 2021-06-03 | 0 | 0 |  | 1017
2083 | 45 | ECCX1GCB1101RTT | U45-XCLAV-03-1-C1-42 | Cable | MV | MV 1x300 RM / 25 mm² C2 - 18/30 (36) kV - Cu/SCT/SC/XLPE/SC/SCT/CWS/Pet/LSh/PVC/AWA/Pet/PVC - [Red] (Drum No.:2992455) | 1*300 | 1071-O2-EL-PO-001-6001-A0-2-001 | OPEN PACKING LIST | ABHAR WIRE & CABLE CO. | 1006 | meter | 0 | Abad Rahan | ODCC-EL-ARP-0024 | Abad Rahan | 2021-05-20 | 1006 | 1006 | [49 empty] | 1006
2084 | 45 | ECCX1GCB1101RTT | U45-XCLAV-03-1-C1-43 | Cable | MV | MV 1x300 RM / 25 mm² C2 - 18/30 (36) kV - Cu/SCT/SC/XLPE/SC/SCT/CWS/Pet/LSh/PVC/AWA/Pet/PVC - [Red] (Drum No.:2992435) | 1*300 | 1071-O2-EL-PO-001-6001-A0-2-001 | OPEN PACKING LIST | ABHAR WIRE & CABLE CO. | 1007 | meter | 0 | Abad Rahan | ODCC-EL-ARP-0024 | Abad Rahan | 2021-05-20 | 1007 | 1007 | [43 empty] | ODCC-EL-ARP-0002 | ARP | 2021-06-03 | 0 | 0 |  | 1007
2085 | 45 | ECCX1GCB1101RTT | U45-XCLAV-03-1-C1-44 | Cable | MV | MV 1x300 RM / 25 mm² C2 - 18/30 (36) kV - Cu/SCT/SC/XLPE/SC/SCT/CWS/Pet/LSh/PVC/AWA/Pet/PVC - [Red] (Drum No.:2992444) | 1*300 | 1071-O2-EL-PO-001-6001-A0-2-001 | OPEN PACKING LIST | ABHAR WIRE & CABLE CO. | 1003 | meter | 0 | Abad Rahan | ODCC-EL-ARP-0024 | Abad Rahan | 2021-05-20 | 1003 | 1003 | [49 empty] | 1003
2086 | 45 | ECCX1GCB1101RTT | U45-XCLAV-03-1-C1-46 | Cable | MV | MV 1x300 RM / 25 mm² C2 - 18/30 (36) kV - Cu/SCT/SC/XLPE/SC/SCT/CWS/Pet/LSh/PVC/AWA/Pet/PVC - [Red] (Drum No.:2992430) | 1*300 | 1071-O2-EL-PO-001-6001-A0-2-001 | OPEN PACKING LIST | ABHAR WIRE & CABLE CO. | 1007 | meter | 0 | Abad Rahan | ODCC-EL-ARP-0024 | Abad Rahan | 2021-05-20 | 1007 | 1007 | [49 empty] | 1007
2087 | 45 | ECCX1GCB1101RTT | U45-XCLAV-03-1-C1-47 | Cable | MV | MV 1x300 RM / 25 mm² C2 - 18/30 (36) kV - Cu/SCT/SC/XLPE/SC/SCT/CWS/Pet/LSh/PVC/AWA/Pet/PVC - [Red] (Drum No.:2992536) | 1*300 | 1071-O2-EL-PO-001-6001-A0-2-001 | OPEN PACKING LIST | ABHAR WIRE & CABLE CO. | 1016 | meter | 0 | Abad Rahan | ODCC-EL-ARP-0024 | Abad Rahan | 2021-05-20 | 1016 | 1016 | [43 empty] | ODCC-EL-ARP-0002 | ARP | 2021-06-03 | 0 | 0 |  | 1016
2088 | 45 | ECCX1GCB1101RTT | U45-XCLAV-03-1-C1-48 | Cable | MV | MV 1x300 RM / 25 mm² C2 - 18/30 (36) kV - Cu/SCT/SC/XLPE/SC/SCT/CWS/Pet/LSh/PVC/AWA/Pet/PVC - [Red] (Drum No.:2992495) | 1*300 | 1071-O2-EL-PO-001-6001-A0-2-001 | OPEN PACKING LIST | ABHAR WIRE & CABLE CO. | 987 | meter | 0 | Abad Rahan | ODCC-EL-ARP-0024 | Abad Rahan | 2021-05-20 | 987 | 987 | [49 empty] | 987
2089 | 45 | ECCX1GCB1101RTT | U45-XCLAV-03-1-C1-49 | Cable | MV | MV 1x300 RM / 25 mm² C2 - 18/30 (36) kV - Cu/SCT/SC/XLPE/SC/SCT/CWS/Pet/LSh/PVC/AWA/Pet/PVC - [Red] (Drum No.:2992516) | 1*300 | 1071-O2-EL-PO-001-6001-A0-2-001 | OPEN PACKING LIST | ABHAR WIRE & CABLE CO. | 1022 | meter | 0 | Abad Rahan | ODCC-EL-ARP-0050 | Abad Rahan | 2021-07-24 | 1022 | 1022 | [49 empty] | 1022
2090 | 45 | ECCX1GCB1101RTT | U45-XCLAV-03-1-C1-50 | Cable | MV | MV 1x300 RM / 25 mm² C2 - 18/30 (36) kV - Cu/SCT/SC/XLPE/SC/SCT/CWS/Pet/LSh/PVC/AWA/Pet/PVC - [Red] (Drum No.:2992389) | 1*300 | 1071-O2-EL-PO-001-6001-A0-2-001 | OPEN PACKING LIST | ABHAR WIRE & CABLE CO. | 1030 | meter | 0 | Abad Rahan | ODCC-EL-ARP-0034 | Abad Rahan | 2021-06-06 | 1030 | 1030 | [49 empty] | 1030
2091 | 45 | ECCX1GCB1101RTT | U45-XCLAV-03-1-C1-51 | Cable | MV | MV 1x300 RM / 25 mm² C2 - 18/30 (36) kV - Cu/SCT/SC/XLPE/SC/SCT/CWS/Pet/LSh/PVC/AWA/Pet/PVC - [Red] (Drum No.:2992405) | 1*300 | 1071-O2-EL-PO-001-6001-A0-2-001 | OPEN PACKING LIST | ABHAR WIRE & CABLE CO. | 1009 | meter | 0 | Abad Rahan | ODCC-EL-ARP-0050 | Abad Rahan | 2021-07-24 | 1009 | 1009 | [49 empty] | 1009
2092 | 45 | ECCX1GCB1101RTT | U45-XCLAV-03-1-C1-52 | Cable | MV | MV 1x300 RM / 25 mm² C2 - 18/30 (36) kV - Cu/SCT/SC/XLPE/SC/SCT/CWS/Pet/LSh/PVC/AWA/Pet/PVC - [Red] (Drum No.:2992451) | 1*300 | 1071-O2-EL-PO-001-6001-A0-2-001 | OPEN PACKING LIST | ABHAR WIRE & CABLE CO. | 1028 | meter | 0 | Abad Rahan | ODCC-EL-ARP-0034 | Abad Rahan | 2021-06-06 | 1028 | 1028 | [49 empty] | 1028
2093 | 45 | ECCX1GCB1101RTT | U45-XCLAV-03-1-C1-53 | Cable | MV | MV 1x300 RM / 25 mm² C2 - 18/30 (36) kV - Cu/SCT/SC/XLPE/SC/SCT/CWS/Pet/LSh/PVC/AWA/Pet/PVC - [Red] (Drum No.:2992537) | 1*300 | 1071-O2-EL-PO-001-6001-A0-2-001 | OPEN PACKING LIST | ABHAR WIRE & CABLE CO. | 1007 | meter | 0 | Abad Rahan | ODCC-EL-ARP-0050 | Abad Rahan | 2021-07-24 | 1007 | 1007 | [49 empty] | 1007
2094 | 45 | ECCX1GCB1101RTT | U45-XCLAV-03-1-C1-54 | Cable | MV | MV 1x300 RM / 25 mm² C2 - 18/30 (36) kV - Cu/SCT/SC/XLPE/SC/SCT/CWS/Pet/LSh/PVC/AWA/Pet/PVC - [Red] (Drum No.:2992442) | 1*300 | 1071-O2-EL-PO-001-6001-A0-2-001 | OPEN PACKING LIST | ABHAR WIRE & CABLE CO. | 1025 | meter | 0 | Abad Rahan | ODCC-EL-ARP-0034 | Abad Rahan | 2021-06-06 | 1025 | 1025 | [49 empty] | 1025
2095 | 45 | ECCX1GCB1101RTT | U45-XCLAV-03-1-C1-55 | Cable | MV | MV 1x300 RM / 25 mm² C2 - 18/30 (36) kV - Cu/SCT/SC/XLPE/SC/SCT/CWS/Pet/LSh/PVC/AWA/Pet/PVC - [Red] (Drum No.:2992522) | 1*300 | 1071-O2-EL-PO-001-6001-A0-2-001 | OPEN PACKING LIST | ABHAR WIRE & CABLE CO. | 1027 | meter | 0 | Abad Rahan | ODCC-EL-ARP-0050 | Abad Rahan | 2021-07-24 | 1027 | 1027 | [49 empty] | 1027
2096 | 45 | ECCX1GCB1101RTT | U45-XCLAV-03-1-C1-57 | Cable | MV | MV 1x300 RM / 25 mm² C2 - 18/30 (36) kV - Cu/SCT/SC/XLPE/SC/SCT/CWS/Pet/LSh/PVC/AWA/Pet/PVC - [Red] (Drum No.:2992488) | 1*300 | 1071-O2-EL-PO-001-6001-A0-2-001 | OPEN PACKING LIST | ABHAR WIRE & CABLE CO. | 1029 | meter | 0 | Abad Rahan | ODCC-EL-ARP-0034 | Abad Rahan | 2021-06-06 | 1029 | 1029 | [49 empty] | 1029
2097 | 45 | ECCX1GCB1101RTT | U45-XCLAV-03-1-C1-58 | Cable | MV | MV 1x300 RM / 25 mm² C2 - 18/30 (36) kV - Cu/SCT/SC/XLPE/SC/SCT/CWS/Pet/LSh/PVC/AWA/Pet/PVC - [Red] (Drum No.:2992411) | 1*300 | 1071-O2-EL-PO-001-6001-A0-2-001 | OPEN PACKING LIST | ABHAR WIRE & CABLE CO. | 1024 | meter | 0 | Abad Rahan | ODCC-EL-ARP-0050 | Abad Rahan | 2021-07-24 | 1024 | 1024 | [49 empty] | 1024
2098 | 45 | ECCX1GCB1101RTT | U45-XCLAV-03-1-C1-59 | Cable | MV | MV 1x300 RM / 25 mm² C2 - 18/30 (36) kV - Cu/SCT/SC/XLPE/SC/SCT/CWS/Pet/LSh/PVC/AWA/Pet/PVC - [Red] (Drum No.:2992410) | 1*300 | 1071-O2-EL-PO-001-6001-A0-2-001 | OPEN PACKING LIST | ABHAR WIRE & CABLE CO. | 1030 | meter | 0 | Abad Rahan | ODCC-EL-ARP-0034 | Abad Rahan | 2021-06-06 | 1030 | 1030 | [49 empty] | 1030
2099 | 45 | ECCX1GCB1101RTT | U45-XCLAV-03-1-C1-60 | Cable | MV | MV 1x300 RM / 25 mm² C2 - 18/30 (36) kV - Cu/SCT/SC/XLPE/SC/SCT/CWS/Pet/LSh/PVC/AWA/Pet/PVC - [Red] (Drum No.:2992523) | 1*300 | 1071-O2-EL-PO-001-6001-A0-2-001 | OPEN PACKING LIST | ABHAR WIRE & CABLE CO. | 1015 | meter | 0 | Abad Rahan | ODCC-EL-ARP-0050 | Abad Rahan | 2021-07-24 | 1015 | 1015 | [49 empty] | 1015
2100 | 45 | ECCX1GCB1101RTT | U45-XCLAV-03-1-C1-88 | Cable | MV | MV 1x300 RM / 25 mm² C2 - 18/30 (36) kV - Cu/SCT/SC/XLPE/SC/SCT/CWS/Pet/LSh/PVC/AWA/Pet/PVC - [Red] (Drum No.:2992446) | 1*300 | 1071-O2-EL-PO-001-6001-A0-2-001 | OPEN PACKING LIST | ABHAR WIRE & CABLE CO. | 714 | meter | 0 | Abad Rahan | ODCC-EL-ARP-0034 | Abad Rahan | 2021-06-06 | 714 | 714 | [49 empty] | 714
2101 | 45 | ECCX1GCB1101RTT | U45-XCLAV-03-1-C1-89 | Cable | MV | MV 1x300 RM / 25 mm² C2 - 18/30 (36) kV - Cu/SCT/SC/XLPE/SC/SCT/CWS/Pet/LSh/PVC/AWA/Pet/PVC - [Red] (Drum No.:2992456) | 1*300 | 1071-O2-EL-PO-001-6001-A0-2-001 | OPEN PACKING LIST | ABHAR WIRE & CABLE CO. | 715 | meter | 0 | Abad Rahan | ODCC-EL-ARP-0034 | Abad Rahan | 2021-06-06 | 715 | 715 | [49 empty] | 715
2102 | 45 | ECCX1GCB1101RTT | U45-XCLAV-03-1-C1-90 | Cable | MV | MV 1x300 RM / 25 mm² C2 - 18/30 (36) kV - Cu/SCT/SC/XLPE/SC/SCT/CWS/Pet/LSh/PVC/AWA/Pet/PVC - [Red] (Drum No.:2992458) | 1*300 | 1071-O2-EL-PO-001-6001-A0-2-001 | OPEN PACKING LIST | ABHAR WIRE & CABLE CO. | 715 | meter | 0 | Abad Rahan | ODCC-EL-ARP-0040 | Abad Rahan | 2021-06-23 | 715 | 715 | [49 empty] | 715
2103 | 45 | ECCX1GCB1101RTT | U45-XCLAV-03-1-C1-92 | Cable | MV | MV 1x300 RM / 25 mm² C2 - 18/30 (36) kV - Cu/SCT/SC/XLPE/SC/SCT/CWS/Pet/LSh/PVC/AWA/Pet/PVC - [Red] (Drum No.:2992486) | 1*300 | 1071-O2-EL-PO-001-6001-A0-2-001 | OPEN PACKING LIST | ABHAR WIRE & CABLE CO. | 713 | meter | 0 | Abad Rahan | ODCC-EL-ARP-0034 | Abad Rahan | 2021-06-06 | 713 | 713 | [49 empty] | 713
2104 | 45 | ECCX1GCB1101RTT | U45-XCLAV-03-1-C1-93 | Cable | MV | MV 1x300 RM / 25 mm² C2 - 18/30 (36) kV - Cu/SCT/SC/XLPE/SC/SCT/CWS/Pet/LSh/PVC/AWA/Pet/PVC - [Red] (Drum No.:2992487) | 1*300 | 1071-O2-EL-PO-001-6001-A0-2-001 | OPEN PACKING LIST | ABHAR WIRE & CABLE CO. | 710 | meter | 0 | Abad Rahan | ODCC-EL-ARP-0040 | Abad Rahan | 2021-06-23 | 710 | 710 | [49 empty] | 710
2105 | 45 | ECCX1GCB1101RTT | U45-XCLAV-03-1-C1-94 | Cable | MV | MV 1x300 RM / 25 mm² C2 - 18/30 (36) kV - Cu/SCT/SC/XLPE/SC/SCT/CWS/Pet/LSh/PVC/AWA/Pet/PVC - [Red] (Drum No.:2992432) | 1*300 | 1071-O2-EL-PO-001-6001-A0-2-001 | OPEN PACKING LIST | ABHAR WIRE & CABLE CO. | 719 | meter | 0 | Abad Rahan | ODCC-EL-ARP-0034 | Abad Rahan | 2021-06-06 | 719 | 719 | [49 empty] | 719
2106 | 45 | ECCX1GCB1101RTT | U45-XCLAV-03-1-C1-95 | Cable | MV | MV 1x300 RM / 25 mm² C2 - 18/30 (36) kV - Cu/SCT/SC/XLPE/SC/SCT/CWS/Pet/LSh/PVC/AWA/Pet/PVC - [Red] (Drum No.:2992504) | 1*300 | 1071-O2-EL-PO-001-6001-A0-2-001 | OPEN PACKING LIST | ABHAR WIRE & CABLE CO. | 714 | meter | 0 | Abad Rahan | ODCC-EL-ARP-0034 | Abad Rahan | 2021-06-06 | 714 | 714 | [49 empty] | 714
2107 | 45 | ECCX1GCB1101RTT | U45-XCLAV-03-1-C1-96 | Cable | MV | MV 1x300 RM / 25 mm² C2 - 18/30 (36) kV - Cu/SCT/SC/XLPE/SC/SCT/CWS/Pet/LSh/PVC/AWA/Pet/PVC - [Red] (Drum No.:2992496) | 1*300 | 1071-O2-EL-PO-001-6001-A0-2-001 | OPEN PACKING LIST | ABHAR WIRE & CABLE CO. | 711 | meter | 0 | Abad Rahan | ODCC-EL-ARP-0040 | Abad Rahan | 2021-06-23 | 711 | 711 | [49 empty] | 711
2108 | 45 | ECCX1GCB1101RTT | U45-XCLAV-03-1-C1-98 | Cable | MV | MV 1x300 RM / 25 mm² C2 - 18/30 (36) kV - Cu/SCT/SC/XLPE/SC/SCT/CWS/Pet/LSh/PVC/AWA/Pet/PVC - [Red] (Drum No.:2992497) | 1*300 | 1071-O2-EL-PO-001-6001-A0-2-001 | OPEN PACKING LIST | ABHAR WIRE & CABLE CO. | 713 | meter | 0 | Abad Rahan | ODCC-EL-ARP-0034 | Abad Rahan | 2021-06-06 | 713 | 713 | [49 empty] | 713
2109 | 45 | ECCX1GCB1101RTT | U45-XCLAV-03-1-C1-99 | Cable | MV | MV 1x300 RM / 25 mm² C2 - 18/30 (36) kV - Cu/SCT/SC/XLPE/SC/SCT/CWS/Pet/LSh/PVC/AWA/Pet/PVC - [Red] (Drum No.:2992457) | 1*300 | 1071-O2-EL-PO-001-6001-A0-2-001 | OPEN PACKING LIST | ABHAR WIRE & CABLE CO. | 709 | meter | 0 | Abad Rahan | ODCC-EL-ARP-0040 | Abad Rahan | 2021-06-23 | 709 | 709 | [49 empty] | 709
2110 | 45 | ECCX1GCB1101RTT | U45-XCLAV-03-1-C1-101 | Cable | MV | MV 1x300 RM / 25 mm² C2 - 18/30 (36) kV - Cu/SCT/SC/XLPE/SC/SCT/CWS/Pet/LSh/PVC/AWA/Pet/PVC - [Red] (Drum No.:2992498) | 1*300 | 1071-O2-EL-PO-001-6001-A0-2-001 | OPEN PACKING LIST | ABHAR WIRE & CABLE CO. | 714 | meter | 0 | Abad Rahan | ODCC-EL-ARP-0034 | Abad Rahan | 2021-06-06 | 714 | 714 | [49 empty] | 714
2111 | 45 | ECCX1GCB1101RTT | U45-XCLAV-03-1-C1-102 | Cable | MV | MV 1x300 RM / 25 mm² C2 - 18/30 (36) kV - Cu/SCT/SC/XLPE/SC/SCT/CWS/Pet/LSh/PVC/AWA/Pet/PVC - [Red] (Drum No.:2992503) | 1*300 | 1071-O2-EL-PO-001-6001-A0-2-001 | OPEN PACKING LIST | ABHAR WIRE & CABLE CO. | 706 | meter | 0 | Abad Rahan | ODCC-EL-ARP-0040 | Abad Rahan | 2021-06-23 | 706 | 706 | [49 empty] | 706
2112 | 45 | ECCX1GCB1101RTT | U45-XCLAV-03-1-C1-103 | Cable | MV | MV 1x300 RM / 25 mm² C2 - 18/30 (36) kV - Cu/SCT/SC/XLPE/SC/SCT/CWS/Pet/LSh/PVC/AWA/Pet/PVC - [Red] (Drum No.:2992466) | 1*300 | 1071-O2-EL-PO-001-6001-A0-2-001 | OPEN PACKING LIST | ABHAR WIRE & CABLE CO. | 725 | meter | 0 | Abad Rahan | ODCC-EL-ARP-0034 | Abad Rahan | 2021-06-06 | 725 | 725 | [49 empty] | 725
2113 | 45 | ECCX1GCB1101RTT | U45-XCLAV-03-1-C1-106 | Cable | MV | MV 1x300 RM / 25 mm² C2 - 18/30 (36) kV - Cu/SCT/SC/XLPE/SC/SCT/CWS/Pet/LSh/PVC/AWA/Pet/PVC - [Red] (Drum No.:2992462) | 1*300 | 1071-O2-EL-PO-001-6001-A0-2-001 | OPEN PACKING LIST | ABHAR WIRE & CABLE CO. | 726 | meter | 0 | Abad Rahan | ODCC-EL-ARP-0034 | Abad Rahan | 2021-06-06 | 726 | 726 | [49 empty] | 726
2114 | 45 | ECCX1GCB1101RTT | U45-XCLAV-03-1-C1-107 | Cable | MV | MV 1x300 RM / 25 mm² C2 - 18/30 (36) kV - Cu/SCT/SC/XLPE/SC/SCT/CWS/Pet/LSh/PVC/AWA/Pet/PVC - [Red] (Drum No.:2992478) | 1*300 | 1071-O2-EL-PO-001-6001-A0-2-001 | OPEN PACKING LIST | ABHAR WIRE & CABLE CO. | 726 | meter | 0 | Abad Rahan | ODCC-EL-ARP-0034 | Abad Rahan | 2021-06-06 | 726 | 726 | [49 empty] | 726
2115 | 45 | ECCX1GCB1101RTT | U45-XCLAV-03-1-C1-108 | Cable | MV | MV 1x300 RM / 25 mm² C2 - 18/30 (36) kV - Cu/SCT/SC/XLPE/SC/SCT/CWS/Pet/LSh/PVC/AWA/Pet/PVC - [Red] (Drum No.:2992506) | 1*300 | 1071-O2-EL-PO-001-6001-A0-2-001 | OPEN PACKING LIST | ABHAR WIRE & CABLE CO. | 690 | meter | 0 | Abad Rahan | ODCC-EL-ARP-0040 | Abad Rahan | 2021-06-23 | 690 | 690 | [49 empty] | 690
2116 | 45 | ECCX1GCB1101RTT | U45-XCLAV-03-1-C1-109 | Cable | MV | MV 1x300 RM / 25 mm² C2 - 18/30 (36) kV - Cu/SCT/SC/XLPE/SC/SCT/CWS/Pet/LSh/PVC/AWA/Pet/PVC - [Red] (Drum No.:2992521) | 1*300 | 1071-O2-EL-PO-001-6001-A0-2-001 | OPEN PACKING LIST | ABHAR WIRE & CABLE CO. | 729 | meter | 0 | Abad Rahan | ODCC-EL-ARP-0034 | Abad Rahan | 2021-06-06 | 729 | 729 | [49 empty] | 729
2117 | 45 | ECCX1GCB1101RTT | U45-XCLAV-03-1-C1-110 | Cable | MV | MV 1x300 RM / 25 mm² C2 - 18/30 (36) kV - Cu/SCT/SC/XLPE/SC/SCT/CWS/Pet/LSh/PVC/AWA/Pet/PVC - [Red] (Drum No.:2992500) | 1*300 | 1071-O2-EL-PO-001-6001-A0-2-001 | OPEN PACKING LIST | ABHAR WIRE & CABLE CO. | 725 | meter | 0 | Abad Rahan | ODCC-EL-ARP-0034 | Abad Rahan | 2021-06-06 | 725 | 725 | [49 empty] | 725
2118 | 45 | ECCX1GCB1101RTT | U45-XCLAV-03-1-C1-112 | Cable | MV | MV 1x300 RM / 25 mm² C2 - 18/30 (36) kV - Cu/SCT/SC/XLPE/SC/SCT/CWS/Pet/LSh/PVC/AWA/Pet/PVC - [Red] (Drum No.:2992464) | 1*300 | 1071-O2-EL-PO-001-6001-A0-2-001 | OPEN PACKING LIST | ABHAR WIRE & CABLE CO. | 732 | meter | 0 | Abad Rahan | ODCC-EL-ARP-0034 | Abad Rahan | 2021-06-06 | 732 | 732 | [49 empty] | 732
2119 | 45 | ECCX1GCB1101RTT | U45-XCLAV-03-1-C1-113 | Cable | MV | MV 1x300 RM / 25 mm² C2 - 18/30 (36) kV - Cu/SCT/SC/XLPE/SC/SCT/CWS/Pet/LSh/PVC/AWA/Pet/PVC - [Red] (Drum No.:2992507) | 1*300 | 1071-O2-EL-PO-001-6001-A0-2-001 | OPEN PACKING LIST | ABHAR WIRE & CABLE CO. | 728 | meter | 0 | Abad Rahan | ODCC-EL-ARP-0034 | Abad Rahan | 2021-06-06 | 728 | 728 | [49 empty] | 728
2120 | 45 | ECCX1GCB1101RTT | U45-XCLAV-03-1-C1-115 | Cable | MV | MV 1x300 RM / 25 mm² C2 - 18/30 (36) kV - Cu/SCT/SC/XLPE/SC/SCT/CWS/Pet/LSh/PVC/AWA/Pet/PVC - [Red] (Drum No.:2992479) | 1*300 | 1071-O2-EL-PO-001-6001-A0-2-001 | OPEN PACKING LIST | ABHAR WIRE & CABLE CO. | 734 | meter | 0 | Abad Rahan | ODCC-EL-ARP-0034 | Abad Rahan | 2021-06-06 | 734 | 734 | [49 empty] | 734
2121 | 45 | ECCX1GCB1101RTT | U45-XCLAV-03-1-C1-116 | Cable | MV | MV 1x300 RM / 25 mm² C2 - 18/30 (36) kV - Cu/SCT/SC/XLPE/SC/SCT/CWS/Pet/LSh/PVC/AWA/Pet/PVC - [Red] (Drum No.:2992520) | 1*300 | 1071-O2-EL-PO-001-6001-A0-2-001 | OPEN PACKING LIST | ABHAR WIRE & CABLE CO. | 728 | meter | 0 | Abad Rahan | ODCC-EL-ARP-0034 | Abad Rahan | 2021-06-06 | 728 | 728 | [49 empty] | 728
2122 | 45 | ECCX1GCB1101RTT | U45-XCLAV-03-1-C1-117 | Cable | MV | MV 1x300 RM / 25 mm² C2 - 18/30 (36) kV - Cu/SCT/SC/XLPE/SC/SCT/CWS/Pet/LSh/PVC/AWA/Pet/PVC - [Red] (Drum No.:2992463) | 1*300 | 1071-O2-EL-PO-001-6001-A0-2-001 | OPEN PACKING LIST | ABHAR WIRE & CABLE CO. | 684 | meter | 0 | Abad Rahan | ODCC-EL-ARP-0040 | Abad Rahan | 2021-06-23 | 684 | 684 | [49 empty] | 684
2123 | 45 | ECCX1GCB1101RTT | U45-XCLAV-03-1-C1-118 | Cable | MV | MV 1x300 RM / 25 mm² C2 - 18/30 (36) kV - Cu/SCT/SC/XLPE/SC/SCT/CWS/Pet/LSh/PVC/AWA/Pet/PVC - [Red] (Drum No.:2992461) | 1*300 | 1071-O2-EL-PO-001-6001-A0-2-001 | OPEN PACKING LIST | ABHAR WIRE & CABLE CO. | 734 | meter | 0 | Abad Rahan | ODCC-EL-ARP-0034 | Abad Rahan | 2021-06-06 | 734 | 734 | [49 empty] | 734
2124 | 45 | ECCX1GCB1101RTT | U45-XCLAV-03-1-C1-119 | Cable | MV | MV 1x300 RM / 25 mm² C2 - 18/30 (36) kV - Cu/SCT/SC/XLPE/SC/SCT/CWS/Pet/LSh/PVC/AWA/Pet/PVC - [Red] (Drum No.:2992531) | 1*300 | 1071-O2-EL-PO-001-6001-A0-2-001 | OPEN PACKING LIST | ABHAR WIRE & CABLE CO. | 728 | meter | 0 | Abad Rahan | ODCC-EL-ARP-0034 | Abad Rahan | 2021-06-06 | 728 | 728 | [49 empty] | 728
2125 | 45 | ECCX1GCB1101RTT | U45-XCLAV-03-1-C1-121 | Cable | MV | MV 1x300 RM / 25 mm² C2 - 18/30 (36) kV - Cu/SCT/SC/XLPE/SC/SCT/CWS/Pet/LSh/PVC/AWA/Pet/PVC - [Red] (Drum No.:2992515) | 1*300 | 1071-O2-EL-PO-001-6001-A0-2-001 | OPEN PACKING LIST | ABHAR WIRE & CABLE CO. | 738 | meter | 0 | Abad Rahan | ODCC-EL-ARP-0034 | Abad Rahan | 2021-06-06 | 738 | 738 | [49 empty] | 738
2126 | 45 | ECCX1GCB1101RTT | U45-XCLAV-03-1-C1-122 | Cable | MV | MV 1x300 RM / 25 mm² C2 - 18/30 (36) kV - Cu/SCT/SC/XLPE/SC/SCT/CWS/Pet/LSh/PVC/AWA/Pet/PVC - [Red] (Drum No.:2992532) | 1*300 | 1071-O2-EL-PO-001-6001-A0-2-001 | OPEN PACKING LIST | ABHAR WIRE & CABLE CO. | 728 | meter | 0 | Abad Rahan | ODCC-EL-ARP-0034 | Abad Rahan | 2021-06-06 | 728 | 728 | [49 empty] | 728
2127 | 45 | ECCX1GCB1101RTT | U45-XCLAV-03-1-C1-61 | Cable | MV | MV 1x300 RM / 25 mm² C2 - 18/30 (36) kV - Cu/SCT/SC/XLPE/SC/SCT/CWS/Pet/LSh/PVC/AWA/Pet/PVC - [Red] (Drum No.:2992443) | 1*300 | 1071-O2-EL-PO-001-6001-A0-2-001 | OPEN PACKING LIST | ABHAR WIRE & CABLE CO. | 853 | meter | 0 | Abad Rahan | ODCC-EL-ARP-0047 | Abad Rahan | 2021-07-18 | 853 | 853 | [49 empty] | 853
2128 | 45 | ECCX1GCB1101RTT | U45-XCLAV-03-1-C1-62 | Cable | MV | MV 1x300 RM / 25 mm² C2 - 18/30 (36) kV - Cu/SCT/SC/XLPE/SC/SCT/CWS/Pet/LSh/PVC/AWA/Pet/PVC - [Red] (Drum No.:2992416) | 1*300 | 1071-O2-EL-PO-001-6001-A0-2-001 | OPEN PACKING LIST | ABHAR WIRE & CABLE CO. | 1030 | meter | 0 | Abad Rahan | ODCC-EL-ARP-0047 | Abad Rahan | 2021-07-18 | 1030 | 1030 | [49 empty] | 1030
2129 | 45 | ECCX1GCB1101RTT | U45-XCLAV-03-1-C1-63 | Cable | MV | MV 1x300 RM / 25 mm² C2 - 18/30 (36) kV - Cu/SCT/SC/XLPE/SC/SCT/CWS/Pet/LSh/PVC/AWA/Pet/PVC - [Red] (Drum No.:2992450) | 1*300 | 1071-O2-EL-PO-001-6001-A0-2-001 | OPEN PACKING LIST | ABHAR WIRE & CABLE CO. | 852 | meter | 0 | Abad Rahan | ODCC-EL-ARP-0047 | Abad Rahan | 2021-07-18 | 852 | 852 | [49 empty] | 852
2130 | 45 | ECCX1GCB1101RTT | U45-XCLAV-03-1-C1-64 | Cable | MV | MV 1x300 RM / 25 mm² C2 - 18/30 (36) kV - Cu/SCT/SC/XLPE/SC/SCT/CWS/Pet/LSh/PVC/AWA/Pet/PVC - [Red] (Drum No.:2992535) | 1*300 | 1071-O2-EL-PO-001-6001-A0-2-001 | OPEN PACKING LIST | ABHAR WIRE & CABLE CO. | 1027 | meter | 0 | Abad Rahan | ODCC-EL-ARP-0047 | Abad Rahan | 2021-07-18 | 1027 | 1027 | [49 empty] | 1027
2131 | 45 | ECCX1GCB1101RTT | U45-XCLAV-03-1-C1-65 | Cable | MV | MV 1x300 RM / 25 mm² C2 - 18/30 (36) kV - Cu/SCT/SC/XLPE/SC/SCT/CWS/Pet/LSh/PVC/AWA/Pet/PVC - [Red] (Drum No.:2992493) | 1*300 | 1071-O2-EL-PO-001-6001-A0-2-001 | OPEN PACKING LIST | ABHAR WIRE & CABLE CO. | 859 | meter | 0 | Abad Rahan | ODCC-EL-ARP-0047 | Abad Rahan | 2021-07-18 | 859 | 859 | [49 empty] | 859
2132 | 45 | ECCX1GCB1101RTT | U45-XCLAV-03-1-C1-66 | Cable | MV | MV 1x300 RM / 25 mm² C2 - 18/30 (36) kV - Cu/SCT/SC/XLPE/SC/SCT/CWS/Pet/LSh/PVC/AWA/Pet/PVC - [Red] (Drum No.:2992514) | 1*300 | 1071-O2-EL-PO-001-6001-A0-2-001 | OPEN PACKING LIST | ABHAR WIRE & CABLE CO. | 1014 | meter | 0 | Abad Rahan | ODCC-EL-ARP-0047 | Abad Rahan | 2021-07-18 | 1014 | 1014 | [49 empty] | 1014
2133 | 45 | ECCX1GCB1101RTT | U45-XCLAV-03-1-C1-70 | Cable | MV | MV 1x300 RM / 25 mm² C2 - 18/30 (36) kV - Cu/SCT/SC/XLPE/SC/SCT/CWS/Pet/LSh/PVC/AWA/Pet/PVC - [Red] (Drum No.:2992494) | 1*300 | 1071-O2-EL-PO-001-6001-A0-2-001 | OPEN PACKING LIST | ABHAR WIRE & CABLE CO. | 432 | meter | 0 | Abad Rahan | ODCC-EL-ARP-0060 | Abad Rahan | 2021-10-05 | 432 | 432 | [49 empty] | 432
2134 | 45 | ECCX1GCB1101RTT | U45-XCLAV-03-1-C1-71 | Cable | MV | MV 1x300 RM / 25 mm² C2 - 18/30 (36) kV - Cu/SCT/SC/XLPE/SC/SCT/CWS/Pet/LSh/PVC/AWA/Pet/PVC - [Red] (Drum No.:2992499) | 1*300 | 1071-O2-EL-PO-001-6001-A0-2-001 | OPEN PACKING LIST | ABHAR WIRE & CABLE CO. | 428 | meter | 0 | Abad Rahan | ODCC-EL-ARP-0060 | Abad Rahan | 2021-10-05 | 428 | 428 | [49 empty] | 428
2135 | 45 | ECCX1GCB1101RTT | U45-XCLAV-03-1-C1-72 | Cable | MV | MV 1x300 RM / 25 mm² C2 - 18/30 (36) kV - Cu/SCT/SC/XLPE/SC/SCT/CWS/Pet/LSh/PVC/AWA/Pet/PVC - [Red] (Drum No.:2992518) | 1*300 | 1071-O2-EL-PO-001-6001-A0-2-001 | OPEN PACKING LIST | ABHAR WIRE & CABLE CO. | 433 | meter | 0 | Abad Rahan | ODCC-EL-ARP-0060 | Abad Rahan | 2021-10-05 | 433 | 433 | [49 empty] | 433
2136 | 45 | ECCX1GCB1101RTT | U45-XCLAV-03-1-C1-73 | Cable | MV | MV 1x300 RM / 25 mm² C2 - 18/30 (36) kV - Cu/SCT/SC/XLPE/SC/SCT/CWS/Pet/LSh/PVC/AWA/Pet/PVC - [Red] (Drum No.:2992465) | 1*300 | 1071-O2-EL-PO-001-6001-A0-2-001 | OPEN PACKING LIST | ABHAR WIRE & CABLE CO. | 926 | meter | 0 | Abad Rahan | ODCC-EL-ARP-0034 | Abad Rahan | 2021-06-06 | 926 | 926 | [49 empty] | 926
2137 | 45 | ECCX1GCB1101RTT | U45-XCLAV-03-1-C1-74 | Cable | MV | MV 1x300 RM / 25 mm² C2 - 18/30 (36) kV - Cu/SCT/SC/XLPE/SC/SCT/CWS/Pet/LSh/PVC/AWA/Pet/PVC - [Red] (Drum No.:2992447) | 1*300 | 1071-O2-EL-PO-001-6001-A0-2-001 | OPEN PACKING LIST | ABHAR WIRE & CABLE CO. | 1028 | meter | 0 | Abad Rahan | ODCC-EL-ARP-0034 | Abad Rahan | 2021-06-06 | 1028 | 1028 | [49 empty] | 1028
2138 | 45 | ECCX1GCB1101RTT | U45-XCLAV-03-1-C1-75 | Cable | MV | MV 1x300 RM / 25 mm² C2 - 18/30 (36) kV - Cu/SCT/SC/XLPE/SC/SCT/CWS/Pet/LSh/PVC/AWA/Pet/PVC - [Red] (Drum No.:2992454) | 1*300 | 1071-O2-EL-PO-001-6001-A0-2-001 | OPEN PACKING LIST | ABHAR WIRE & CABLE CO. | 1030 | meter | 0 | Abad Rahan | ODCC-EL-ARP-0034 | Abad Rahan | 2021-06-06 | 1030 | 1030 | [49 empty] | 1030
2139 | 45 | ECCX1GCB1101RTT | U45-XCLAV-03-1-C1-76 | Cable | MV | MV 1x300 RM / 25 mm² C2 - 18/30 (36) kV - Cu/SCT/SC/XLPE/SC/SCT/CWS/Pet/LSh/PVC/AWA/Pet/PVC - [Red] (Drum No.:2992448) | 1*300 | 1071-O2-EL-PO-001-6001-A0-2-001 | OPEN PACKING LIST | ABHAR WIRE & CABLE CO. | 929 | meter | 0 | Abad Rahan | ODCC-EL-ARP-0034 | Abad Rahan | 2021-06-06 | 929 | 929 | [49 empty] | 929
2140 | 45 | ECCX1GCB1101RTT | U45-XCLAV-03-1-C1-77 | Cable | MV | MV 1x300 RM / 25 mm² C2 - 18/30 (36) kV - Cu/SCT/SC/XLPE/SC/SCT/CWS/Pet/LSh/PVC/AWA/Pet/PVC - [Red] (Drum No.:2992477) | 1*300 | 1071-O2-EL-PO-001-6001-A0-2-001 | OPEN PACKING LIST | ABHAR WIRE & CABLE CO. | 1030 | meter | 0 | Abad Rahan | ODCC-EL-ARP-0034 | Abad Rahan | 2021-06-06 | 1030 | 1030 | [49 empty] | 1030
2141 | 45 | ECCX1GCB1101RTT | U45-XCLAV-03-1-C1-78 | Cable | MV | MV 1x300 RM / 25 mm² C2 - 18/30 (36) kV - Cu/SCT/SC/XLPE/SC/SCT/CWS/Pet/LSh/PVC/AWA/Pet/PVC - [Red] (Drum No.:2992519) | 1*300 | 1071-O2-EL-PO-001-6001-A0-2-001 | OPEN PACKING LIST | ABHAR WIRE & CABLE CO. | 1025 | meter | 0 | Abad Rahan | ODCC-EL-ARP-0034 | Abad Rahan | 2021-06-06 | 1025 | 1025 | [49 empty] | 1025
2142 | 45 | ECCX1GCB1101RTT | U45-XCLAV-03-1-C1-79 | Cable | MV | MV 1x300 RM / 25 mm² C2 - 18/30 (36) kV - Cu/SCT/SC/XLPE/SC/SCT/CWS/Pet/LSh/PVC/AWA/Pet/PVC - [Red] (Drum No.:2992517) | 1*300 | 1071-O2-EL-PO-001-6001-A0-2-001 | OPEN PACKING LIST | ABHAR WIRE & CABLE CO. | 922 | meter | 0 | Abad Rahan | ODCC-EL-ARP-0034 | Abad Rahan | 2021-06-06 | 922 | 922 | [49 empty] | 922
2143 | 45 | ECCX1GCB1101RTT | U45-XCLAV-03-1-C1-80 | Cable | MV | MV 1x300 RM / 25 mm² C2 - 18/30 (36) kV - Cu/SCT/SC/XLPE/SC/SCT/CWS/Pet/LSh/PVC/AWA/Pet/PVC - [Red] (Drum No.:2992490) | 1*300 | 1071-O2-EL-PO-001-6001-A0-2-001 | OPEN PACKING LIST | ABHAR WIRE & CABLE CO. | 1030 | meter | 0 | Abad Rahan | ODCC-EL-ARP-0034 | Abad Rahan | 2021-06-06 | 1030 | 1030 | [49 empty] | 1030
2144 | 45 | ECCX1GCB1101RTT | U45-XCLAV-03-1-C1-81 | Cable | MV | MV 1x300 RM / 25 mm² C2 - 18/30 (36) kV - Cu/SCT/SC/XLPE/SC/SCT/CWS/Pet/LSh/PVC/AWA/Pet/PVC - [Red] (Drum No.:2992524) | 1*300 | 1071-O2-EL-PO-001-6001-A0-2-001 | OPEN PACKING LIST | ABHAR WIRE & CABLE CO. | 1022 | meter | 0 | Abad Rahan | ODCC-EL-ARP-0034 | Abad Rahan | 2021-06-06 | 1022 | 1022 | [49 empty] | 1022
2145 | 45 | ECCX1GCB1101RTT | U45-XCLAV-03-1-C1-82 | Cable | MV | MV 1x300 RM / 25 mm² C2 - 18/30 (36) kV - Cu/SCT/SC/XLPE/SC/SCT/CWS/Pet/LSh/PVC/AWA/Pet/PVC - [Red] (Drum No.:2992468) | 1*300 | 1071-O2-EL-PO-001-6001-A0-2-001 | OPEN PACKING LIST | ABHAR WIRE & CABLE CO. | 592 | meter | 0 | IGC | ODCC-EL-IGC-0128 | IGC | 2021-07-18 | 592 | 592 | [49 empty] | 592
2146 | 45 | ECCX1GCB1101RTT | U45-XCLAV-03-1-C1-83 | Cable | MV | MV 1x300 RM / 25 mm² C2 - 18/30 (36) kV - Cu/SCT/SC/XLPE/SC/SCT/CWS/Pet/LSh/PVC/AWA/Pet/PVC - [Red] (Drum No.:2992467) | 1*300 | 1071-O2-EL-PO-001-6001-A0-2-001 | OPEN PACKING LIST | ABHAR WIRE & CABLE CO. | 777 | meter | 0 | IGC | ODCC-EL-IGC-0128 | IGC | 2021-07-18 | 777 | 777 | [49 empty] | 777
2147 | 45 | ECCX1GCB1101RTT | U45-XCLAV-03-1-C1-84 | Cable | MV | MV 1x300 RM / 25 mm² C2 - 18/30 (36) kV - Cu/SCT/SC/XLPE/SC/SCT/CWS/Pet/LSh/PVC/AWA/Pet/PVC - [Red] (Drum No.:2992485) | 1*300 | 1071-O2-EL-PO-001-6001-A0-2-001 | OPEN PACKING LIST | ABHAR WIRE & CABLE CO. | 594 | meter | 0 | IGC | ODCC-EL-IGC-0128 | IGC | 2021-07-18 | 594 | 594 | [49 empty] | 594
2148 | 45 | ECCX1GCB1101RTT | U45-XCLAV-03-1-C1-85 | Cable | MV | MV 1x300 RM / 25 mm² C2 - 18/30 (36) kV - Cu/SCT/SC/XLPE/SC/SCT/CWS/Pet/LSh/PVC/AWA/Pet/PVC - [Red] (Drum No.:2992484) | 1*300 | 1071-O2-EL-PO-001-6001-A0-2-001 | OPEN PACKING LIST | ABHAR WIRE & CABLE CO. | 775 | meter | 0 | IGC | ODCC-EL-IGC-0128 | IGC | 2021-07-18 | 775 | 775 | [49 empty] | 775
2149 | 45 | ECCX1GCB1101RTT | U45-XCLAV-03-1-C1-86 | Cable | MV | MV 1x300 RM / 25 mm² C2 - 18/30 (36) kV - Cu/SCT/SC/XLPE/SC/SCT/CWS/Pet/LSh/PVC/AWA/Pet/PVC - [Red] (Drum No.:2992534) | 1*300 | 1071-O2-EL-PO-001-6001-A0-2-001 | OPEN PACKING LIST | ABHAR WIRE & CABLE CO. | 593 | meter | 0 | IGC | ODCC-EL-IGC-0128 | IGC | 2021-07-18 | 593 | 593 | [49 empty] | 593
2150 | 45 | ECCX1GCB1101RTT | U45-XCLAV-03-1-C1-87 | Cable | MV | MV 1x300 RM / 25 mm² C2 - 18/30 (36) kV - Cu/SCT/SC/XLPE/SC/SCT/CWS/Pet/LSh/PVC/AWA/Pet/PVC - [Red] (Drum No.:2992533) | 1*300 | 1071-O2-EL-PO-001-6001-A0-2-001 | OPEN PACKING LIST | ABHAR WIRE & CABLE CO. | 773 | meter | 0 | IGC | ODCC-EL-IGC-0128 | IGC | 2021-07-18 | 773 | 773 | [49 empty] | 773
2151 | SS-40-05 | ECDC1KCB1101RTT | U48/05-XCAV-02-1-C1-02 | Cable | MV | MV 1x300 RM / 25 mm² C2 - 3.6/6 (7.2) kV - Cu/SCT/SC/XLPE/SC/SCT/CWS/Pet/PVC/AWA/Pet/PVC - [Red] (Drum No.:2992273) | 1*300 | 1071-O2-EL-PO-001-6001-A0-2-001 | OPEN PACKING LIST | ABHAR WIRE & CABLE CO. | 706 | meter | 706 | [55 empty] | 0
2152 | SS-40-05 | ECDC1KCB1101RTT | U48/05-XCAV-02-1-C1-01 | Cable | MV | MV 1x300 RM / 25 mm² C2 - 3.6/6 (7.2) kV - Cu/SCT/SC/XLPE/SC/SCT/CWS/Pet/PVC/AWA/Pet/PVC - [Red] (Drum No.:2992274) | 1*300 | 1071-O2-EL-PO-001-6001-A0-2-001 | OPEN PACKING LIST | ABHAR WIRE & CABLE CO. | 581 | meter | 581 | [55 empty] | 0
2153 | SS-40-03 | ECDC1KCB1101RTT | U48/03-XCAV-02-01-C1-01 | Cable | MV | MV 1x300 RM / 25 mm² C2 - 3.6/6 (7.2) kV - Cu/SCT/SC/XLPE/SC/SCT/CWS/Pet/PVC/AWA/Pet/PVC - [Red] (Drum No.:2992268) | 1*300 | 1071-O2-EL-PO-001-6001-A0-2-001 | OPEN PACKING LIST | ABHAR WIRE & CABLE CO. | 495 | meter | 495 | [55 empty] | 0
2154 | SS-40-03 | ECDC1KCB1101QTT | U48/03-XCAV-02-01-AE-01 | Cable | MV | MV 1x240 RM / 25 mm² C2 - 3.6/6 (7.2) kV - Cu/SCT/SC/XLPE/SC/SCT/CWS/Pet/PVC/AWA/Pet/PVC - [Red] (Drum No.:2992035) | 1*240 | 1071-O2-EL-PO-001-6001-A0-2-001 | OPEN PACKING LIST | ABHAR WIRE & CABLE CO. | 648 | meter | 648 | [55 empty] | 0
2155 | SS-40-04 | ECDC1KCB1101QTT | U48/04-XCAV-02-01-AE-01 | Cable | MV | MV 1x240 RM / 25 mm² C2 - 3.6/6 (7.2) kV - Cu/SCT/SC/XLPE/SC/SCT/CWS/Pet/PVC/AWA/Pet/PVC - [Red] (Drum No.:2992036) | 1*240 | 1071-O2-EL-PO-001-6001-A0-2-001 | OPEN PACKING LIST | ABHAR WIRE & CABLE CO. | 504 | meter | 504 | [55 empty] | 0
2156 | SS-40-05 | ECDC1KCB1101QTT | U48/05-XCAV-02-1-AE-01 | Cable | MV | MV 1x240 RM / 25 mm² C2 - 3.6/6 (7.2) kV - Cu/SCT/SC/XLPE/SC/SCT/CWS/Pet/PVC/AWA/Pet/PVC - [Red] (Drum No.:2992037) | 1*240 | 1071-O2-EL-PO-001-6001-A0-2-001 | OPEN PACKING LIST | ABHAR WIRE & CABLE CO. | 669 | meter | 669 | [55 empty] | 0
2157 | 44 | ECCY1KCB1103QTT | U44-XCLSV-02-3-AE-01 | Cable | MV | MV 3x240 RM / 25 mm² C2 - 3.6/6 (7.2) kV - Cu/SCT/SC/XLPE/SC/SCT/CWS/SCT/Pet/Lsh/PVC/SWAT/PVC - [Red] (Drum No.:2992141) | 3*240 | 1071-O2-EL-PO-001-6001-A0-2-001 | OPEN PACKING LIST | ABHAR WIRE & CABLE CO. | 216 | meter | 0 |  | ODCC-EL-ARP-0030 | Abad Rahan | 2021-05-28 | 216 | 216 | [49 empty] | 216
2158 | BD-40-02 | BD4002-EDP-01 |  | Panel | Emergency Distribution Panel | BD4002-EDP-01, Emergency Distribution Panel, 400/230 V (3PH+N+PE), Indoor, IP41, 16 kA/1 Sec., Metalic Body, Front Access, Surface Mounting Wall Type, Complete with Incoming and Outgoing Feeder Circuits, Labels As Per Relevant Documents. The Vendor Should Supply All of The Materials, Equipment & Accessories (Including Nuts, Bolts and Fixing Accessories) & Special Tools Required for Complete Installation. | 3PH | 1071-O2-EL-PO-009-6022-A0-0-001 | OPEN PACKING LIST | Ashtian Tablo | 1 | PCS | 1 | [55 empty] | 0
2159 | BD-40-02 | BD4002-NLP-01 |  | Panel | Normal Lighting Panel | BD4002-NLP-01, Normal Lighting Panel, 400/230 V (3PH+N+PE), Indoor, IP41, 16kA/1 Sec., Metalic Body, Front Access, Surface Mounting Wall Type, Complete with Incoming and Outgoing Feeder Circuits, Labels As Per Relevant Documents. The Vendor Should Supply All of The Materials, Equipment & Accessories (Including Nuts, Bolts and Fixing Accessories) & Special Tools Required for Complete Installation. | 3PH | 1071-O2-EL-PO-009-6022-A0-0-001 | OPEN PACKING LIST | Ashtian Tablo | 1 | PCS | 1 | [55 empty] | 0
2160 | BD-40-02 | BD4002-ELP-01 |  | Panel | Emergency Lighting Panel | BD4002-ELP-01, Emergency Lighting Panel, 400/230 V (3PH+N+PE), Indoor, IP41, 16 kA/1 Sec., Metalic Body, Front Access, Surface Mounting Wall Type, Complete with Incoming and Outgoing Feeder Circuits, Labels As Per Relevant Documents. The Vendor Should Supply All of The Materials, Equipment & Accessories (Including Nuts, Bolts and Fixing Accessories) & Special Tools Required for Complete Installation. | 3PH | 1071-O2-EL-PO-009-6022-A0-0-001 | OPEN PACKING LIST | Ashtian Tablo | 1 | PCS | 1 | [55 empty] | 0
2161 | BD-40-10 | BD4010-EDP-01 |  | Panel | Emergency Distribution Panel | BD4010-EDP-01, Emergency Distribution Panel, 400/230 V (3PH+N+PE), Indoor, IP55W, 16 kA/1 Sec., Metalic Body, Front Access, Surface Mounting Wall Type, Complete with Incoming and Outgoing Feeder Circuits, Labels As Per Relevant Documents. The Vendor Should Supply All of The Materials, Equipment & Accessories (Including Nuts, Bolts and Fixing Accessories) & Special Tools Required for Complete Installation. | 3PH | 1071-O2-EL-PO-009-6022-A0-0-001 | OPEN PACKING LIST | Ashtian Tablo | 1 | PCS | 1 | [55 empty] | 0
2162 | BD-40-10 | BD4010-NLP-01 |  | Panel | Normal Lighting Panel | BD4010-NLP-01, Normal Lighting Panel, 400/230 V (3PH+N+PE), Indoor, IP55W, 16kA/1 Sec., Metalic Body, Front Access, Surface Mounting Wall Type, Complete with Incoming and Outgoing Feeder Circuits, Labels As Per Relevant Documents. The Vendor Should Supply All of The Materials, Equipment & Accessories (Including Nuts, Bolts and Fixing Accessories) & Special Tools Required for Complete Installation. | 3PH | 1071-O2-EL-PO-009-6022-A0-0-001 | OPEN PACKING LIST | Ashtian Tablo | 1 | PCS | 1 | [55 empty] | 0
2163 | BD-40-10 | BD4010-ELP-01 |  | Panel | Emergency Lighting Panel | BD4010-ELP-01, Emergency Lighting Panel, 400/230 V (3PH+N+PE), Indoor, IP55W, 16 kA/1 Sec., Metalic Body, Front Access, Surface Mounting Wall Type, Complete with Incoming and Outgoing Feeder Circuits, Labels As Per Relevant Documents. The Vendor Should Supply All of The Materials, Equipment & Accessories (Including Nuts, Bolts and Fixing Accessories) & Special Tools Required for Complete Installation. | 3PH | 1071-O2-EL-PO-009-6022-A0-0-001 | OPEN PACKING LIST | Ashtian Tablo | 1 | PCS | 1 | [55 empty] | 0
2164 | BD-40-11 | BD4011-EDP-01 |  | Panel | Emergency Distribution Panel | BD4011-EDP-01, Emergency Distribution Panel, 400/230 V (3PH+N+PE), Indoor, IP55W, 16 kA/1 Sec., Metalic Body, Front Access, Surface Mounting Wall Type, Complete with Incoming and Outgoing Feeder Circuits, Labels As Per Relevant Documents. The Vendor Should Supply All of The Materials, Equipment & Accessories (Including Nuts, Bolts and Fixing Accessories) & Special Tools Required for Complete Installation. | 3PH | 1071-O2-EL-PO-009-6022-A0-0-001 | OPEN PACKING LIST | Ashtian Tablo | 1 | PCS | 1 | [55 empty] | 0
2165 | BD-40-11 | BD4011-NLP-01 |  | Panel | Normal Lighting Panel | BD4011-NLP-01, Normal Lighting Panel, 400/230 V (3PH+N+PE), Indoor, IP55W, 16kA/1 Sec., Metalic Body, Front Access, Surface Mounting Wall Type, Complete with Incoming and Outgoing Feeder Circuits, Labels As Per Relevant Documents. The Vendor Should Supply All of The Materials, Equipment & Accessories (Including Nuts, Bolts and Fixing Accessories) & Special Tools Required for Complete Installation. | 3PH | 1071-O2-EL-PO-009-6022-A0-0-001 | OPEN PACKING LIST | Ashtian Tablo | 1 | PCS | 1 | [55 empty] | 0
2166 | BD-40-11 | BD4011-ELP-01 |  | Panel | Emergency Lighting Panel | BD4011-ELP-01, Emergency Lighting Panel, 400/230 V (3PH+N+PE), Indoor, IP55W, 16 kA/1 Sec., Metalic Body, Front Access, Surface Mounting Wall Type, Complete with Incoming and Outgoing Feeder Circuits, Labels As Per Relevant Documents. The Vendor Should Supply All of The Materials, Equipment & Accessories (Including Nuts, Bolts and Fixing Accessories) & Special Tools Required for Complete Installation. | 3PH | 1071-O2-EL-PO-009-6022-A0-0-001 | OPEN PACKING LIST | Ashtian Tablo | 1 | PCS | 1 | [55 empty] | 0
2167 | BD-40-12 | BD4012-EDP-01 |  | Panel | Emergency Distribution Panel | BD4012-EDP-01, Emergency Distribution Panel, 400/230 V (3PH+N+PE), Indoor, IP55W, 16 kA/1 Sec., Metalic Body, Front Access, Surface Mounting Wall Type, Complete with Incoming and Outgoing Feeder Circuits, Labels As Per Relevant Documents. The Vendor Should Supply All of The Materials, Equipment & Accessories (Including Nuts, Bolts and Fixing Accessories) & Special Tools Required for Complete Installation. | 3PH | 1071-O2-EL-PO-009-6022-A0-0-001 | OPEN PACKING LIST | Ashtian Tablo | 1 | PCS | 1 | [55 empty] | 0
2168 | BD-40-12 | BD4012-NLP-01 |  | Panel | Normal Lighting Panel | BD4012-NLP-01, Normal Lighting Panel, 400/230 V (3PH+N+PE), Indoor, IP55W, 16kA/1 Sec., Metalic Body, Front Access, Surface Mounting Wall Type, Complete with Incoming and Outgoing Feeder Circuits, Labels As Per Relevant Documents. The Vendor Should Supply All of The Materials, Equipment & Accessories (Including Nuts, Bolts and Fixing Accessories) & Special Tools Required for Complete Installation. | 3PH | 1071-O2-EL-PO-009-6022-A0-0-001 | OPEN PACKING LIST | Ashtian Tablo | 1 | PCS | 1 | [55 empty] | 0
2169 | BD-40-12 | BD4012-ELP-01 |  | Panel | Emergency Lighting Panel | BD4012-ELP-01, Emergency Lighting Panel, 400/230 V (3PH+N+PE), Indoor, IP55W, 16 kA/1 Sec., Metalic Body, Front Access, Surface Mounting Wall Type, Complete with Incoming and Outgoing Feeder Circuits, Labels As Per Relevant Documents. The Vendor Should Supply All of The Materials, Equipment & Accessories (Including Nuts, Bolts and Fixing Accessories) & Special Tools Required for Complete Installation. | 3PH | 1071-O2-EL-PO-009-6022-A0-0-001 | OPEN PACKING LIST | Ashtian Tablo | 1 | PCS | 1 | [55 empty] | 0
2170 | CR-40-01 | CR4001-EDP-01 | Buildings | Panel | Emergency Distribution Panel | CR4001-EDP-01, Emergency Distribution Panel, 400/230 V (3PH+N+PE),Indoor, IP 41, 16 kA/1 Sec., Metalic Body, Front access, Wall Mounted, Complete with Incoming and Outgoing Feeder Circuits, Labels and etc as per relevant documents. The Vendor should Supply all of the Materials, Equipment & Accessories ((Including Nuts, Bolts and Fixing accessories) required for Complete Installation. | 3PH | 1071-O2-EL-PO-009-6022-A0-0-001 | OPEN PACKING LIST | Ashtian Tablo | 1 | PCS | 0 |  | ODCC-EL-IGC-0092 | IGC | 2021-05-02 | 1 | 1 | [49 empty] | 1
2171 | CR-40-01 | CR4001-NLP-01 | Buildings | Panel | Normal Lighting Panel | CR4001-NLP-01, Normal Lighting Panel, 400/230 V (3PH+N+PE),Indoor, IP 41, 16 kA/1 Sec., Metalic Body, Front access, Wall Mounted, Complete with Incoming and Outgoing Feeder Circuits, Labels and etc as per relevant documents. The Vendor should Supply all of the Materials, Equipment & Accessories ((Including Nuts, Bolts and Fixing accessories) required for Complete Installation. | 3PH | 1071-O2-EL-PO-009-6022-A0-0-001 | OPEN PACKING LIST | Ashtian Tablo | 1 | PCS | 0 |  | ODCC-EL-IGC-0092 | IGC | 2021-05-02 | 1 | 1 | [49 empty] | 1
2172 | CR-40-01 | CR4001-ELP-01 | Buildings | Panel | Emergency Lighting Panel | CR4001-ELP-01, Emergency Distribution Panel, 400/230 V (3PH+N+PE),Indoor, IP 41, 16 kA/1 Sec., Metalic Body, Front access, Wall Mounted, Complete with Incoming and Outgoing Feeder Circuits, Labels and etc as per relevant documents. The Vendor should Supply all of the Materials, Equipment & Accessories (Including Nuts, Bolts and Fixing accessories) required for Complete Installation. | 3PH | 1071-O2-EL-PO-009-6022-A0-0-001 | OPEN PACKING LIST | Ashtian Tablo | 1 | PCS | 0 |  | ODCC-EL-IGC-0092 | IGC | 2021-05-02 | 1 | 1 | [49 empty] | 1
2173 | CR-40-02 | CR4002-EDP-01 | Buildings | Panel | Emergency Distribution Panel | CR4002-EDP-01, Emergency Distribution Panel, 400/230 V (3PH+N+PE),Indoor, IP 41, 16 kA/1 Sec., Metalic Body, Front access, Wall Mounted, Complete with Incoming and Outgoing Feeder Circuits, Labels and etc as per relevant documents. The Vendor should Supply all of the Materials, Equipment & Accessories ((Including Nuts, Bolts and Fixing accessories) required for Complete Installation. | 3PH | 1071-O2-EL-PO-009-6022-A0-0-001 | OPEN PACKING LIST | Ashtian Tablo | 1 | PCS | 0 |  | ODCC-EL-IGC-0157 | IGC | 2021-09-28 | 1 | 1 | [49 empty] | 1
2174 | CR-40-02 | CR4002-NLP-01 | Buildings | Panel | Normal Lighting Panel | CR4002-NLP-01, Normal Lighting Panel, 400/230 V (3PH+N+PE),Indoor, IP 41, 16 kA/1 Sec., Metalic Body, Front access, Wall Mounted, Complete with Incoming and Outgoing Feeder Circuits, Labels and etc as per relevant documents. The Vendor should Supply all of the Materials, Equipment & Accessories ((Including Nuts, Bolts and Fixing accessories) required for Complete Installation. | 3PH | 1071-O2-EL-PO-009-6022-A0-0-001 | OPEN PACKING LIST | Ashtian Tablo | 1 | PCS | 0 |  | ODCC-EL-IGC-0157 | IGC | 2021-09-28 | 1 | 1 | [49 empty] | 1
2175 | CR-40-02 | CR4002-ELP-01 | Buildings | Panel | Emergency Lighting Panel | CR4002-ELP-01, Emergency Distribution Panel, 400/230 V (3PH+N+PE),Indoor, IP 41, 16 kA/1 Sec., Metalic Body, Front access, Wall Mounted, Complete with Incoming and Outgoing Feeder Circuits, Labels and etc as per relevant documents. The Vendor should Supply all of the Materials, Equipment & Accessories (Including Nuts, Bolts and Fixing accessories) required for Complete Installation. | 3PH | 1071-O2-EL-PO-009-6022-A0-0-001 | OPEN PACKING LIST | Ashtian Tablo | 1 | PCS | 0 |  | ODCC-EL-IGC-0157 | IGC | 2021-09-28 | 1 | 1 | [49 empty] | 1
2176 | CR-40-03 | CR4003-EDP-01 | Buildings | Panel | Emergency Distribution Panel | CR4003-EDP-01, Emergency Distribution Panel, 400/230 V (3PH+N+PE),Indoor, IP 41, 16 kA/1 Sec., Metalic Body, Front access, Wall Mounted, Complete with Incoming and Outgoing Feeder Circuits, Labels and etc as per relevant documents. The Vendor should Supply all of the Materials, Equipment & Accessories ((Including Nuts, Bolts and Fixing accessories) required for Complete Installation. | 3PH | 1071-O2-EL-PO-009-6022-A0-0-001 | OPEN PACKING LIST | Ashtian Tablo | 1 | PCS | 0 |  | ODCC-EL-IGC-0104 | IGC | 2021-05-22 | 1 | 1 | [49 empty] | 1
2177 | CR-40-03 | CR4003-NLP-01 | Buildings | Panel | Normal Lighting Panel | CR4003-NLP-01, Normal Lighting Panel, 400/230 V (3PH+N+PE),Indoor, IP 41, 16 kA/1 Sec., Metalic Body, Front access, Wall Mounted, Complete with Incoming and Outgoing Feeder Circuits, Labels and etc as per relevant documents. The Vendor should Supply all of the Materials, Equipment & Accessories ((Including Nuts, Bolts and Fixing accessories) required for Complete Installation. | 3PH | 1071-O2-EL-PO-009-6022-A0-0-001 | OPEN PACKING LIST | Ashtian Tablo | 1 | PCS | 0 |  | ODCC-EL-IGC-0104 | IGC | 2021-05-22 | 1 | 1 | [49 empty] | 1
2178 | CR-40-03 | CR4003-ELP-01 | Buildings | Panel | Emergency Lighting Panel | CR4003-ELP-01, Emergency Distribution Panel, 400/230 V (3PH+N+PE),Indoor, IP 41, 16 kA/1 Sec., Metalic Body, Front access, Wall Mounted, Complete with Incoming and Outgoing Feeder Circuits, Labels and etc as per relevant documents. The Vendor should Supply all of the Materials, Equipment & Accessories ((Including Nuts, Bolts and Fixing accessories) required for Complete Installation. | 3PH | 1071-O2-EL-PO-009-6022-A0-0-001 | OPEN PACKING LIST | Ashtian Tablo | 1 | PCS | 0 |  | ODCC-EL-IGC-0104 | IGC | 2021-05-22 | 1 | 1 | [49 empty] | 1
2179 | RIB-40-01 | RIB4001-EDP-01 | Buildings | Panel | Emergency Distribution Panel | RIB4001-EDP-01, Emergency Distribution Panel, 400/230 V (3PH+N+PE),Indoor, IP 41, 16 kA/1 Sec., Metalic Body, Front access, Wall Mounted, Complete with Incoming and Outgoing Feeder Circuits, Labels and etc as per relevant documents. The Vendor should Supply all of the Materials, Equipment & Accessories ((Including Nuts, Bolts and Fixing accessories) required for Complete Installation. | 3PH | 1071-O2-EL-PO-009-6022-A0-0-001 | OPEN PACKING LIST | Ashtian Tablo | 1 | PCS | 0 |  | ODCC-EL-IGC-0135 | IGC | 2021-08-07 | 1 | 1 | [49 empty] | 1
2180 | RIB-40-01 | RIB4001-NLP-01 | Buildings | Panel | Normal Lighting Panel | RIB4001-NLP-01, Normal Lighting Panel, 400/230 V (3PH+N+PE),Indoor, IP 41, 16 kA/1 Sec., Metalic Body, Front access, Wall Mounted, Complete with Incoming and Outgoing Feeder Circuits, Labels and etc as per relevant documents. The Vendor should Supply all of the Materials, Equipment & Accessories ((Including Nuts, Bolts and Fixing accessories) required for Complete Installation. | 3PH | 1071-O2-EL-PO-009-6022-A0-0-001 | OPEN PACKING LIST | Ashtian Tablo | 1 | PCS | 0 |  | ODCC-EL-IGC-0135 | IGC | 2021-08-07 | 1 | 1 | [49 empty] | 1
2181 | RIB-40-01 | RIB4001-ELP-01 | Buildings | Panel | Emergency Lighting Panel | RIB4001-ELP-01, Emergency Distribution Panel, 400/230 V (3PH+N+PE),Indoor, IP 41, 16 kA/1 Sec., Metalic Body, Front access, Wall Mounted, Complete with Incoming and Outgoing Feeder Circuits, Labels and etc as per relevant documents. The Vendor should Supply all of the Materials, Equipment & Accessories ((Including Nuts, Bolts and Fixing accessories) required for Complete Installation. | 3PH | 1071-O2-EL-PO-009-6022-A0-0-001 | OPEN PACKING LIST | Ashtian Tablo | 1 | PCS | 0 |  | ODCC-EL-IGC-0135 | IGC | 2021-08-07 | 1 | 1 | [49 empty] | 1
2182 | RIB-40-02 | RIB4002-EDP-01 | Buildings | Panel | Emergency Distribution Panel | RIB4002-EDP-01, Emergency Distribution Panel, 400/230 V (3PH+N+PE),Indoor, IP 41, 16 kA/1 Sec., Metalic Body, Front access, Wall Mounted, Complete with Incoming and Outgoing Feeder Circuits, Labels and etc as per relevant documents. The Vendor should Supply all of the Materials, Equipment & Accessories ((Including Nuts, Bolts and Fixing accessories) required for Complete Installation. | 3PH | 1071-O2-EL-PO-009-6022-A0-0-001 | OPEN PACKING LIST | Ashtian Tablo | 1 | PCS | 0 |  | ODCC-EL-IGC-0135 | IGC | 2021-08-07 | 1 | 1 | [49 empty] | 1
2183 | RIB-40-02 | RIB4002-NLP-01 | Buildings | Panel | Normal Lighting Panel | RIB4002-NLP-01, Normal Lighting Panel, 400/230 V (3PH+N+PE),Indoor, IP 41, 16 kA/1 Sec., Metalic Body, Front access, Wall Mounted, Complete with Incoming and Outgoing Feeder Circuits, Labels and etc as per relevant documents. The Vendor should Supply all of the Materials, Equipment & Accessories ((Including Nuts, Bolts and Fixing accessories) required for Complete Installation. | 3PH | 1071-O2-EL-PO-009-6022-A0-0-001 | OPEN PACKING LIST | Ashtian Tablo | 1 | PCS | 0 |  | ODCC-EL-IGC-0135 | IGC | 2021-08-07 | 1 | 1 | [49 empty] | 1
2184 | RIB-40-02 | RIB4002-ELP-01 | Buildings | Panel | Emergency Lighting Panel | RIB4002-ELP-01, Emergency Distribution Panel, 400/230 V (3PH+N+PE),Indoor, IP 41, 16 kA/1 Sec., Metalic Body, Front access, Wall Mounted, Complete with Incoming and Outgoing Feeder Circuits, Labels and etc as per relevant documents. The Vendor should Supply all of the Materials, Equipment & Accessories ((Including Nuts, Bolts and Fixing accessories) required for Complete Installation. | 3PH | 1071-O2-EL-PO-009-6022-A0-0-001 | OPEN PACKING LIST | Ashtian Tablo | 1 | PCS | 0 |  | ODCC-EL-IGC-0135 | IGC | 2021-08-07 | 1 | 1 | [49 empty] | 1
2185 | RIB-40-03 | RIB4003-EDP-01 | Buildings | Panel | Emergency Distribution Panel | RIB4003-EDP-01, Emergency Distribution Panel, 400/230 V (3PH+N+PE),Indoor, IP 41, 16 kA/1 Sec., Metalic Body, Front access, Wall Mounted, Complete with Incoming and Outgoing Feeder Circuits, Labels and etc as per relevant documents. The Vendor should Supply all of the Materials, Equipment & Accessories ((Including Nuts, Bolts and Fixing accessories) required for Complete Installation. | 3PH | 1071-O2-EL-PO-009-6022-A0-0-001 | OPEN PACKING LIST | Ashtian Tablo | 1 | PCS | 0 |  | ODCC-EL-IGC-0135 | IGC | 2021-08-07 | 1 | 1 | [49 empty] | 1
2186 | RIB-40-03 | RIB4003-NLP-01 | Buildings | Panel | Normal Lighting Panel | RIB4003-NLP-01, Normal Lighting Panel, 400/230 V (3PH+N+PE),Indoor, IP 41, 16 kA/1 Sec., Metalic Body, Front access, Wall Mounted, Complete with Incoming and Outgoing Feeder Circuits, Labels and etc as per relevant documents. The Vendor should Supply all of the Materials, Equipment & Accessories ((Including Nuts, Bolts and Fixing accessories) required for Complete Installation. | 3PH | 1071-O2-EL-PO-009-6022-A0-0-001 | OPEN PACKING LIST | Ashtian Tablo | 1 | PCS | 0 |  | ODCC-EL-IGC-0135 | IGC | 2021-08-07 | 1 | 1 | [49 empty] | 1
2187 | RIB-40-03 | RIB4003-ELP-01 | Buildings | Panel | Emergency Lighting Panel | RIB4003-ELP-01, Emergency Distribution Panel, 400/230 V (3PH+N+PE),Indoor, IP 41, 16 kA/1 Sec., Metalic Body, Front access, Wall Mounted, Complete with Incoming and Outgoing Feeder Circuits, Labels and etc as per relevant documents. The Vendor should Supply all of the Materials, Equipment & Accessories ((Including Nuts, Bolts and Fixing accessories) required for Complete Installation. | 3PH | 1071-O2-EL-PO-009-6022-A0-0-001 | OPEN PACKING LIST | Ashtian Tablo | 1 | PCS | 0 |  | ODCC-EL-IGC-0135 | IGC | 2021-08-07 | 1 | 1 | [49 empty] | 1
2188 | SS-40-03 | SS4003-EDP-01 | Buildings | Panel | Emergency Distribution Panel | SS4003-EDP-01, Emergency Distribution Panel, 400/230 V (3PH+N+PE), Indoor, IP41, 16 kA/1 Sec., Metalic Body, Front Access, Surface Mounting Wall Type, Complete with Incoming and Outgoing Feeder Circuits, Labels As Per Relevant Documents. The Vendor Should Supply All of The Materials, Equipment & Accessories (Including Nuts, Bolts and Fixing Accessories) & Special Tools Required for Complete Installation. | 3PH | 1071-O2-EL-PO-009-6022-A0-0-001 | OPEN PACKING LIST | Ashtian Tablo | 1 | PCS | 0 |  | ODCC-EL-IGC-0132 | IGC | 2021-08-05 | 1 | 1 | [49 empty] | 1
2189 | SS-40-03 | SS4003-NLP-01 | Buildings | Panel | Normal Lighting Panel | SS4003-NLP-01, Normal Lighting Panel, 400/230 V (3PH+N+PE), Indoor, IP41, 16kA/1 Sec., Metalic Body, Front Access, Surface Mounting Wall Type, Complete with Incoming and Outgoing Feeder Circuits, Labels As Per Relevant Documents. The Vendor Should Supply All of The Materials, Equipment & Accessories (Including Nuts, Bolts and Fixing Accessories) & Special Tools Required for Complete Installation. | 3PH | 1071-O2-EL-PO-009-6022-A0-0-001 | OPEN PACKING LIST | Ashtian Tablo | 1 | PCS | 0 |  | ODCC-EL-IGC-0132 | IGC | 2021-08-05 | 1 | 1 | [49 empty] | 1
2190 | SS-40-03 | SS4003-ELP-01 | Buildings | Panel | Emergency Lighting Panel | SS4003-ELP-01, Emergency Lighting Panel, 400/230 V (3PH+N+PE), Indoor, IP41, 16 kA/1 Sec., Metalic Body, Front Access, Surface Mounting Wall Type, Complete with Incoming and Outgoing Feeder Circuits, Labels As Per Relevant Documents. The Vendor Should Supply All of The Materials, Equipment & Accessories (Including Nuts, Bolts and Fixing Accessories) & Special Tools Required for Complete Installation. | 3PH | 1071-O2-EL-PO-009-6022-A0-0-001 | OPEN PACKING LIST | Ashtian Tablo | 1 | PCS | 0 |  | ODCC-EL-IGC-0132 | IGC | 2021-08-05 | 1 | 1 | [49 empty] | 1
2191 | SS-40-04 | SS4004-EDP-01 | Buildings | Panel | Emergency Distribution Panel | SS4004-EDP-01, Emergency Distribution Panel, 400/230 V (3PH+N+PE), Indoor, IP 41, 16 kA/1 Sec., Metalic Body, Front Access, Surface Mounting Wall Type, Complete with Incoming and Outgoing Feeder Circuits, Labels As Per Relevant Documents. The Vendor Should Supply All of The Materials, Equipment & Accessories (Including Nuts, Bolts and Fixing Accessories) & Special Tools Required for Complete Installation. | 3PH | 1071-O2-EL-PO-009-6022-A0-0-001 | OPEN PACKING LIST | Ashtian Tablo | 1 | PCS | 0 |  | ODCC-EL-IGC-0132 | IGC | 2021-08-05 | 1 | 1 | [49 empty] | 1
2192 | SS-40-04 | SS4004-NLP-01 | Buildings | Panel | Normal Lighting Panel | SS4004-NLP-01, Normal Lighting Panel, 400/230 V (3PH+N+PE), Indoor, IP 41, 16kA/1 Sec., Metalic Body, Front Access, Surface Mounting Wall Type, Complete with Incoming and Outgoing Feeder Circuits, Labels As Per Relevant Documents. The Vendor Should Supply All of The Materials, Equipment & Accessories (Including Nuts, Bolts and Fixing Accessories) & Special Tools Required for Complete Installation. | 3PH | 1071-O2-EL-PO-009-6022-A0-0-001 | OPEN PACKING LIST | Ashtian Tablo | 1 | PCS | 0 |  | ODCC-EL-IGC-0132 | IGC | 2021-08-05 | 1 | 1 | [49 empty] | 1
2193 | SS-40-04 | SS4004-ELP-01 | Buildings | Panel | Emergency Lighting Panel | SS4004-ELP-01, Emergency Lighting Panel, 400/230 V (3PH+N+PE), Indoor, IP 41, 16 kA/1 Sec., Metalic Body, Front Access, Surface Mounting Wall Type, Complete with Incoming and Outgoing Feeder Circuits, Labels As Per Relevant Documents. The Vendor Should Supply All of The Materials, Equipment & Accessories (Including Nuts, Bolts and Fixing Accessories) & Special Tools Required for Complete Installation. | 3PH | 1071-O2-EL-PO-009-6022-A0-0-001 | OPEN PACKING LIST | Ashtian Tablo | 1 | PCS | 0 |  | ODCC-EL-IGC-0132 | IGC | 2021-08-05 | 1 | 1 | [49 empty] | 1
2194 | SS-40-05 | SS4005-EDP-01 | Buildings | Panel | Emergency Distribution Panel | SS4005-EDP-01, Emergency Distribution Panel, 400/230 V (3PH+N+PE), Indoor, IP 41, 16 kA/1 Sec., Metalic Body, Front Access, Surface Mounting Wall Type, Complete with Incoming and Outgoing Feeder Circuits, Labels As Per Relevant Documents. The Vendor Should Supply All of The Materials, Equipment & Accessories (Including Nuts, Bolts and Fixing Accessories) & Special Tools Required for Complete Installation. | 3PH | 1071-O2-EL-PO-009-6022-A0-0-001 | OPEN PACKING LIST | Ashtian Tablo | 1 | PCS | 0 |  | ODCC-EL-IGC-0104 | IGC | 2021-05-22 | 1 | 1 | [49 empty] | 1
2195 | SS-40-05 | SS4005-NLP-01 | Buildings | Panel | Normal Lighting Panel | SS4005-NLP-01, Normal Lighting Panel, 400/230 V (3PH+N+PE), Indoor, IP 41, 16 kA/1 Sec., Metalic Body, Front Access, Surface Mounting Wall Type, Complete with Incoming and Outgoing Feeder Circuits, Labels As Per Relevant Documents. The Vendor Should Supply All of The Materials, Equipment & Accessories (Including Nuts, Bolts and Fixing Accessories) & Special Tools Required for Complete Installation. | 3PH | 1071-O2-EL-PO-009-6022-A0-0-001 | OPEN PACKING LIST | Ashtian Tablo | 1 | PCS | 0 |  | ODCC-EL-IGC-0104 | IGC | 2021-05-22 | 1 | 1 | [49 empty] | 1
2196 | SS-40-05 | SS4005-ELP-01 | Buildings | Panel | Emergency Lighting Panel | SS4005-ELP-01, Emergency Lighting Panel, 400/230 V (3PH+N+PE), Indoor, IP 41, 16 kA/1 Sec., Metalic Body, Front Access, Surface Mounting Wall Type, Complete with Incoming and Outgoing Feeder Circuits, Labels As Per Relevant Documents. The Vendor Should Supply All of The Materials, Equipment & Accessories (Including Nuts, Bolts and Fixing Accessories) & Special Tools Required for Complete Installation. | 3PH | 1071-O2-EL-PO-009-6022-A0-0-001 | OPEN PACKING LIST | Ashtian Tablo | 1 | PCS | 0 |  | ODCC-EL-IGC-0104 | IGC | 2021-05-22 | 1 | 1 | [49 empty] | 1
2197 | SS-40-09 | SS4009-EDP-01 | Buildings | Panel | Emergency Distribution Panel | SS4009-EDP-01, Emergency Distribution Panel, 400/230 V (3PH+N+PE), Indoor, IP 41, 16 kA/1 Sec., Metalic Body, Front Access, Surface Mounting Wall Type, Complete with Incoming and Outgoing Feeder Circuits, Labels As Per Relevant Documents. The Vendor Should Supply All of The Materials, Equipment & Accessories (Including Nuts, Bolts and Fixing Accessories) & Special Tools Required for Complete Installation. | 3PH | 1071-O2-EL-PO-009-6022-A0-0-001 | OPEN PACKING LIST | Ashtian Tablo | 1 | PCS | 0 |  | ODCC-EL-IGC-0092 | IGC | 2021-05-02 | 1 | 1 | [49 empty] | 1
2198 | SS-40-09 | SS4009-NLP-01 | Buildings | Panel | Normal Lighting Panel | SS4009-NLP-01, Normal Lighting Panel, 400/230 V (3PH+N+PE), Indoor, IP 41, 16 kA/1 Sec., Metalic Body, Front Access, Surface Mounting Wall Type, Complete with Incoming and Outgoing Feeder Circuits, Labels As Per Relevant Documents. The Vendor Should Supply All of The Materials, Equipment & Accessories (Including Nuts, Bolts and Fixing Accessories) & Special Tools Required for Complete Installation. | 3PH | 1071-O2-EL-PO-009-6022-A0-0-001 | OPEN PACKING LIST | Ashtian Tablo | 1 | PCS | 0 |  | ODCC-EL-IGC-0092 | IGC | 2021-05-02 | 1 | 1 | [49 empty] | 1
2199 | SS-40-09 | SS4009-ELP-01 | Buildings | Panel | Emergency Lighting Panel | SS4009-ELP-01, Emergency Lighting Panel, 400/230 V (3PH+N+PE), Indoor, IP 41, 16 kA/1 Sec., Metalic Body, Front Access, Surface Mounting Wall Type, Complete with Incoming and Outgoing Feeder Circuits, Labels As Per Relevant Documents. The Vendor Should Supply All of The Materials, Equipment & Accessories (Including Nuts, Bolts and Fixing Accessories) & Special Tools Required for Complete Installation. | 3PH | 1071-O2-EL-PO-009-6022-A0-0-001 | OPEN PACKING LIST | Ashtian Tablo | 1 | PCS | 0 |  | ODCC-EL-IGC-0092 | IGC | 2021-05-02 | 1 | 1 | [49 empty] | 1
2200 | 51 | ELLA12C12ABA5FN2T3 |  | AIRCRAFT WARNING | AIR CRAFT | SEMC TYPE AIR CRAFT WARNING LIGHT 2XLIOL | - | 1071-O2-EL-PO-012-6003-A0-0-001 | OPEN PACKING LIST | Mashin Sazi Shomal | 12 | PCS | 0 |  | ODCC-EL-IGC-0189 | IGC | 2021-04-25 | 12 | 12 | manual | [48 empty] | 12
2201 | 51 | ELLA12C12ABA5FN2T3 |  | AIRCRAFT WARNING | Cable Gland | SEMC EX CABLE GLAND:VBL453-A-20MM,ALL CABLE GLANDS C/W:SEALING WASHER,SHROUD,EARTH TAG | - | 1071-O2-EL-PO-012-6003-A0-0-001 | OPEN PACKING LIST | Mashin Sazi Shomal | 12 | PCS | 0 |  | ODCC-EL-IGC-0189 | IGC | 2021-04-25 | 12 | 12 | manual | [48 empty] | 12
2202 | 51 | ELLA12C12ABA5FN2T3 |  | AIRCRAFT WARNING | AIRCRAFT | SEMC TYPE AIR CRAFT WARNING LIGHT 2XMIOL | - | 1071-O2-EL-PO-012-6003-A0-0-001 | OPEN PACKING LIST | Mashin Sazi Shomal | 6 | PCS | 0 |  | ODCC-EL-IGC-0189 | IGC | 2021-04-25 | 6 | 6 | manual | [48 empty] | 6
2203 | 51 | ELLA12C12ABA5FN2T3 |  | AIRCRAFT WARNING | Cable Gland | SEMC EX CABLE GLAND:VBL453-A-20MM,ALL CABLE GLANDS C/W:SEALING WASHER,SHROUD,EARTH TAG | - | 1071-O2-EL-PO-012-6003-A0-0-001 | OPEN PACKING LIST | Mashin Sazi Shomal | 6 | PCS | 0 |  | ODCC-EL-IGC-0189 | IGC | 2021-04-25 | 6 | 6 | manual | [48 empty] | 6
2204 | 51 | U51-AWP01 |  | AIRCRAFT WARNING | Panel | ENCLOSURE BOX (1*EX JUNCTION BOX SEMC TYPE EJB241 & LJBI (WITH PHOTOCELL) & FLUORESCENT LIGHTING FIXTURE (2*18W) WITH LAMP C/WITH 1 X FREE STANDING STRUCTURE (RACK & SUN CANOPY) | - | 1071-O2-EL-PO-012-6003-A0-0-001 | OPEN PACKING LIST | Mashin Sazi Shomal | 1 | PCS | 0 |  | ODCC-EL-IGC-0189 | IGC | 2021-04-25 | 1 | 1 | manual | [48 empty] | 1
2205 | 51 | U51-AWP01 |  | AIRCRAFT WARNING | Cable Gland | SEMC EX CABLE GLAND:VBL453-B-25MM,C/WITH:SEALING WASHER,EARTH TAG,SHROUD | - | 1071-O2-EL-PO-012-6003-A0-0-001 | OPEN PACKING LIST | Mashin Sazi Shomal | 1 | PCS | 0 |  | ODCC-EL-IGC-0189 | IGC | 2021-04-25 | 1 | 1 | manual | [48 empty] | 1
2206 | 51 | U51-AWP01 |  | AIRCRAFT WARNING | Cable Gland | SEMC EX CABLE GLAND:VBL453-A-20MM,C/WITH:SEALING WASHER,EARTH TAG,SHROUD | - | 1071-O2-EL-PO-012-6003-A0-0-001 | OPEN PACKING LIST | Mashin Sazi Shomal | 6 | PCS | 0 |  | ODCC-EL-IGC-0189 | IGC | 2021-04-25 | 6 | 6 | manual | [48 empty] | 6
2207 | 51 | U51-AWP01 |  | AIRCRAFT WARNING | Cable Gland | SEMC EX CABLE GLAND:421-O-20MM,C/WITH:SEALING WASHER,EARTH TAG,SHROUD | - | 1071-O2-EL-PO-012-6003-A0-0-001 | OPEN PACKING LIST | Mashin Sazi Shomal | 4 | PCS | 0 |  | ODCC-EL-IGC-0189 | IGC | 2021-04-25 | 4 | 4 | manual | [48 empty] | 4
2208 | 51 | U51-AWP01 |  | AIRCRAFT WARNING | Cable Gland | SEMC EX CABLE GLAND:453-A-3/4''NPT,C/WITH:SEALING WASHER,EARTH TAG,SHROUD | - | 1071-O2-EL-PO-012-6003-A0-0-001 | OPEN PACKING LIST | Mashin Sazi Shomal | 1 | PCS | 0 |  | ODCC-EL-IGC-0189 | IGC | 2021-04-25 | 1 | 1 | manual | [48 empty] | 1
2209 | 51 | U51-AWP02 |  | AIRCRAFT WARNING | Panel | ENCLOSURE BOX (1*EX JUNCTION BOX SEMC TYPE EJB241 & LJBI (WITH PHOTOCELL) & FLUORESCENT LIGHTING FIXTURE (2*18W) WITH LAMP C/WITH 1 X FREE STANDING STRUCTURE (RACK & SUN CANOPY) | - | 1071-O2-EL-PO-012-6003-A0-0-001 | OPEN PACKING LIST | Mashin Sazi Shomal | 1 | PCS | 0 |  | ODCC-EL-IGC-0189 | IGC | 2021-04-25 | 1 | 1 | manual | [48 empty] | 1
2210 | 51 | U51-AWP02 |  | AIRCRAFT WARNING | Cable Gland | SEMC EX CABLE GLAND:VBL453-B-25MM,C/WITH:SEALING WASHER,EARTH TAG,SHROUD | - | 1071-O2-EL-PO-012-6003-A0-0-001 | OPEN PACKING LIST | Mashin Sazi Shomal | 1 | PCS | 0 |  | ODCC-EL-IGC-0189 | IGC | 2021-04-25 | 1 | 1 | manual | [48 empty] | 1
2211 | 51 | U51-AWP02 |  | AIRCRAFT WARNING | Cable Gland | SEMC EX CABLE GLAND:VBL453-A-20MM,C/WITH:SEALING WASHER,EARTH TAG,SHROUD | - | 1071-O2-EL-PO-012-6003-A0-0-001 | OPEN PACKING LIST | Mashin Sazi Shomal | 6 | PCS | 0 |  | ODCC-EL-IGC-0189 | IGC | 2021-04-25 | 6 | 6 | manual | [48 empty] | 6
2212 | 51 | U51-AWP02 |  | AIRCRAFT WARNING | Cable Gland | SEMC EX CABLE GLAND:421-O-20MM,C/WITH:SEALING WASHER,EARTH TAG,SHROUD | - | 1071-O2-EL-PO-012-6003-A0-0-001 | OPEN PACKING LIST | Mashin Sazi Shomal | 4 | PCS | 0 |  | ODCC-EL-IGC-0189 | IGC | 2021-04-25 | 4 | 4 | manual | [48 empty] | 4
2213 | 51 | U51-AWP02 |  | AIRCRAFT WARNING | Cable Gland | SEMC EX CABLE GLAND:453-A-3/4''NPT,C/WITH:SEALING WASHER,EARTH TAG,SHROUD | - | 1071-O2-EL-PO-012-6003-A0-0-001 | OPEN PACKING LIST | Mashin Sazi Shomal | 1 | PCS | 0 |  | ODCC-EL-IGC-0189 | IGC | 2021-04-25 | 1 | 1 | manual | [48 empty] | 1
2214 | 51 | U51-AWP03 |  | AIRCRAFT WARNING | Panel | ENCLOSURE BOX (1*EX JUNCTION BOX SEMC TYPE EJB241 & LJBI (WITH PHOTOCELL) & FLUORESCENT LIGHTING FIXTURE (2*18W) WITH LAMP C/WITH 1 X FREE STANDING STRUCTURE (RACK & SUN CANOPY) | - | 1071-O2-EL-PO-012-6003-A0-0-001 | OPEN PACKING LIST | Mashin Sazi Shomal | 1 | PCS | 0 |  | ODCC-EL-IGC-0189 | IGC | 2021-04-25 | 1 | 1 | manual | [48 empty] | 1
2215 | 51 | U51-AWP03 |  | AIRCRAFT WARNING | Cable Gland | SEMC EX CABLE GLAND:VBL453-B-25MM,C/WITH:SEALING WASHER,EARTH TAG,SHROUD | - | 1071-O2-EL-PO-012-6003-A0-0-001 | OPEN PACKING LIST | Mashin Sazi Shomal | 1 | PCS | 0 |  | ODCC-EL-IGC-0189 | IGC | 2021-04-25 | 1 | 1 | manual | [48 empty] | 1
2216 | 51 | U51-AWP03 |  | AIRCRAFT WARNING | Cable Gland | SEMC EX CABLE GLAND:VBL453-A-20MM,C/WITH:SEALING WASHER,EARTH TAG,SHROUD | - | 1071-O2-EL-PO-012-6003-A0-0-001 | OPEN PACKING LIST | Mashin Sazi Shomal | 6 | PCS | 0 |  | ODCC-EL-IGC-0189 | IGC | 2021-04-25 | 6 | 6 | manual | [48 empty] | 6
2217 | 51 | U51-AWP03 |  | AIRCRAFT WARNING | Cable Gland | SEMC EX CABLE GLAND:421-O-20MM,C/WITH:SEALING WASHER,EARTH TAG,SHROUD | - | 1071-O2-EL-PO-012-6003-A0-0-001 | OPEN PACKING LIST | Mashin Sazi Shomal | 4 | PCS | 0 |  | ODCC-EL-IGC-0189 | IGC | 2021-04-25 | 4 | 4 | manual | [48 empty] | 4
2218 | 51 | U51-AWP03 |  | AIRCRAFT WARNING | Cable Gland | SEMC EX CABLE GLAND:453-A-3/4''NPT,C/WITH:SEALING WASHER,EARTH TAG,SHROUD | - | 1071-O2-EL-PO-012-6003-A0-0-001 | OPEN PACKING LIST | Mashin Sazi Shomal | 1 | PCS | 0 |  | ODCC-EL-IGC-0189 | IGC | 2021-04-25 | 1 | 1 | manual | [48 empty] | 1
2219 | 55 | ELLA12C12ABA5FN2T3 |  | AIRCRAFT WARNING | AIR CRAFT | SEMC TYPE AIR CRAFT WARNING LIGHT 2XLIOL | - | 1071-O2-EL-PO-012-6003-A0-0-001 | OPEN PACKING LIST | Mashin Sazi Shomal | 24 | PCS | 0 |  | ODCC-EL-IGC-0189 | IGC | 2021-04-25 | 24 | 24 | manual | [48 empty] | 24
2220 | 55 | ELLA12C12ABA5FN2T3 |  | AIRCRAFT WARNING | Cable Gland | SEMC EX CABLE GLAND:VBL453-A-20MM, C/WITH:SEALING WASHER,EARTH TAG,SHROUD | - | 1071-O2-EL-PO-012-6003-A0-0-001 | OPEN PACKING LIST | Mashin Sazi Shomal | 24 | PCS | 0 |  | ODCC-EL-IGC-0189 | IGC | 2021-04-25 | 24 | 24 | manual | [48 empty] | 24
2221 | 55 | ELLA12C12ABA5FN2T3 |  | AIRCRAFT WARNING | AIRCRAFT | SEMC TYPE AIR CRAFT WARNING LIGHT 2XMIOL | - | 1071-O2-EL-PO-012-6003-A0-0-001 | OPEN PACKING LIST | Mashin Sazi Shomal | 12 | PCS | 0 |  | ODCC-EL-IGC-0189 | IGC | 2021-04-25 | 12 | 12 | manual | [48 empty] | 12
2222 | 55 | ELLA12C12ABA5FN2T3 |  | AIRCRAFT WARNING | Cable Gland | SEMC EX CABLE GLAND:VBL453-A-20MM, C/WITH:SEALING WASHER,EARTH TAG,SHROUD | - | 1071-O2-EL-PO-012-6003-A0-0-001 | OPEN PACKING LIST | Mashin Sazi Shomal | 12 | PCS | 0 |  | ODCC-EL-IGC-0189 | IGC | 2021-04-25 | 12 | 12 | manual | [48 empty] | 12
2223 | 55 | U55-AWP01 |  | AIRCRAFT WARNING | Panel | ENCLOSURE BOX (1*EX JUNCTION BOX SEMC TYPE EJB241 & LJBI (WITH PHOTOCELL) & FLUORESCENT LIGHTING FIXTURE (2*18W) WITH LAMP C/WITH 1 X FREE STANDING STRUCTURE (RACK & SUN CANOPY) | - | 1071-O2-EL-PO-012-6003-A0-0-001 | OPEN PACKING LIST | Mashin Sazi Shomal | 1 | PCS | 0 |  | ODCC-EL-IGC-0189 | IGC | 2021-04-25 | 1 | 1 | manual | [48 empty] | 1
2224 | 55 | U55-AWP01 |  | AIRCRAFT WARNING | Cable Gland | SEMC EX CABLE GLAND:VBL453-B-25MM,C/WITH:SEALING WASHER,EARTH TAG,SHROUD | - | 1071-O2-EL-PO-012-6003-A0-0-001 | OPEN PACKING LIST | Mashin Sazi Shomal | 1 | PCS | 0 |  | ODCC-EL-IGC-0189 | IGC | 2021-04-25 | 1 | 1 | manual | [48 empty] | 1
2225 | 55 | U55-AWP01 |  | AIRCRAFT WARNING | Cable Gland | SEMC EX CABLE GLAND:VBL453-A-20MM,C/WITH:SEALING WASHER,EARTH TAG,SHROUD | - | 1071-O2-EL-PO-012-6003-A0-0-001 | OPEN PACKING LIST | Mashin Sazi Shomal | 6 | PCS | 0 |  | ODCC-EL-IGC-0189 | IGC | 2021-04-25 | 6 | 6 | manual | [48 empty] | 6
2226 | 55 | U55-AWP01 |  | AIRCRAFT WARNING | Cable Gland | SEMC EX CABLE GLAND:421-O-20MM,C/WITH:SEALING WASHER,EARTH TAG,SHROUD | - | 1071-O2-EL-PO-012-6003-A0-0-001 | OPEN PACKING LIST | Mashin Sazi Shomal | 4 | PCS | 0 |  | ODCC-EL-IGC-0189 | IGC | 2021-04-25 | 4 | 4 | manual | [48 empty] | 4
2227 | 55 | U55-AWP01 |  | AIRCRAFT WARNING | Cable Gland | SEMC EX CABLE GLAND:453-A-3/4''NPT,C/WITH:SEALING WASHER,EARTH TAG,SHROUD | - | 1071-O2-EL-PO-012-6003-A0-0-001 | OPEN PACKING LIST | Mashin Sazi Shomal | 1 | PCS | 0 |  | ODCC-EL-IGC-0189 | IGC | 2021-04-25 | 1 | 1 | manual | [48 empty] | 1
2228 | 55 | U55-AWP02 |  | AIRCRAFT WARNING | Panel | ENCLOSURE BOX (1*EX JUNCTION BOX SEMC TYPE EJB241 & LJBI (WITH PHOTOCELL) & FLUORESCENT LIGHTING FIXTURE (2*18W) WITH LAMP C/WITH 1 X FREE STANDING STRUCTURE (RACK & SUN CANOPY) | - | 1071-O2-EL-PO-012-6003-A0-0-001 | OPEN PACKING LIST | Mashin Sazi Shomal | 1 | PCS | 0 |  | ODCC-EL-IGC-0189 | IGC | 2021-04-25 | 1 | 1 | manual | [48 empty] | 1
2229 | 55 | U55-AWP02 |  | AIRCRAFT WARNING | Cable Gland | SEMC EX CABLE GLAND:VBL453-B-25MM,C/WITH:SEALING WASHER,EARTH TAG,SHROUD | - | 1071-O2-EL-PO-012-6003-A0-0-001 | OPEN PACKING LIST | Mashin Sazi Shomal | 1 | PCS | 0 |  | ODCC-EL-IGC-0189 | IGC | 2021-04-25 | 1 | 1 | manual | [48 empty] | 1
2230 | 55 | U55-AWP02 |  | AIRCRAFT WARNING | Cable Gland | SEMC EX CABLE GLAND:VBL453-A-20MM,C/WITH:SEALING WASHER,EARTH TAG,SHROUD | - | 1071-O2-EL-PO-012-6003-A0-0-001 | OPEN PACKING LIST | Mashin Sazi Shomal | 6 | PCS | 0 |  | ODCC-EL-IGC-0189 | IGC | 2021-04-25 | 6 | 6 | manual | [48 empty] | 6
2231 | 55 | U55-AWP02 |  | AIRCRAFT WARNING | Cable Gland | SEMC EX CABLE GLAND:421-O-20MM,C/WITH:SEALING WASHER,EARTH TAG,SHROUD | - | 1071-O2-EL-PO-012-6003-A0-0-001 | OPEN PACKING LIST | Mashin Sazi Shomal | 4 | PCS | 0 |  | ODCC-EL-IGC-0189 | IGC | 2021-04-25 | 4 | 4 | manual | [48 empty] | 4
2232 | 55 | U55-AWP02 |  | AIRCRAFT WARNING | Cable Gland | SEMC EX CABLE GLAND:453-A-3/4''NPT,C/WITH:SEALING WASHER,EARTH TAG,SHROUD | - | 1071-O2-EL-PO-012-6003-A0-0-001 | OPEN PACKING LIST | Mashin Sazi Shomal | 1 | PCS | 0 |  | ODCC-EL-IGC-0189 | IGC | 2021-04-25 | 1 | 1 | manual | [48 empty] | 1
2233 | 55 | U55-AWP03 |  | AIRCRAFT WARNING | Panel | ENCLOSURE BOX (1*EX JUNCTION BOX SEMC TYPE EJB241 & LJBI (WITH PHOTOCELL) & FLUORESCENT LIGHTING FIXTURE (2*18W) WITH LAMP C/WITH 1 X FREE STANDING STRUCTURE (RACK & SUN CANOPY) | - | 1071-O2-EL-PO-012-6003-A0-0-001 | OPEN PACKING LIST | Mashin Sazi Shomal | 1 | PCS | 0 |  | ODCC-EL-IGC-0189 | IGC | 2021-04-25 | 1 | 1 | manual | [48 empty] | 1
2234 | 55 | U55-AWP03 |  | AIRCRAFT WARNING | Cable Gland | SEMC EX CABLE GLAND:VBL453-B-25MM,C/WITH:SEALING WASHER,EARTH TAG,SHROUD | - | 1071-O2-EL-PO-012-6003-A0-0-001 | OPEN PACKING LIST | Mashin Sazi Shomal | 1 | PCS | 0 |  | ODCC-EL-IGC-0189 | IGC | 2021-04-25 | 1 | 1 | manual | [48 empty] | 1
2235 | 55 | U55-AWP03 |  | AIRCRAFT WARNING | Cable Gland | SEMC EX CABLE GLAND:VBL453-A-20MM,C/WITH:SEALING WASHER,EARTH TAG,SHROUD | - | 1071-O2-EL-PO-012-6003-A0-0-001 | OPEN PACKING LIST | Mashin Sazi Shomal | 6 | PCS | 0 |  | ODCC-EL-IGC-0189 | IGC | 2021-04-25 | 6 | 6 | manual | [48 empty] | 6
2236 | 55 | U55-AWP03 |  | AIRCRAFT WARNING | Cable Gland | SEMC EX CABLE GLAND:421-O-20MM,C/WITH:SEALING WASHER,EARTH TAG,SHROUD | - | 1071-O2-EL-PO-012-6003-A0-0-001 | OPEN PACKING LIST | Mashin Sazi Shomal | 4 | PCS | 0 |  | ODCC-EL-IGC-0189 | IGC | 2021-04-25 | 4 | 4 | manual | [48 empty] | 4
2237 | 55 | U55-AWP03 |  | AIRCRAFT WARNING | Cable Gland | SEMC EX CABLE GLAND:453-A-3/4''NPT,C/WITH:SEALING WASHER,EARTH TAG,SHROUD | - | 1071-O2-EL-PO-012-6003-A0-0-001 | OPEN PACKING LIST | Mashin Sazi Shomal | 1 | PCS | 0 |  | ODCC-EL-IGC-0189 | IGC | 2021-04-25 | 1 | 1 | manual | [48 empty] | 1
2238 | 75 | U75-AWP01 |  | AIRCRAFT WARNING | Panel | ENCLOSURE BOX (1*EX JUNCTION BOX SEMC TYPE EJB241 & LJBI (WITH PHOTOCELL) & FLUORESCENT LIGHTING FIXTURE (2*18W) WITH LAMP C/WITH 1 X FREE STANDING STRUCTURE (RACK & SUN CANOPY) | - | 1071-O2-EL-PO-012-6003-A0-0-001 | OPEN PACKING LIST | Mashin Sazi Shomal | 1 | PCS | 0 |  | ODCC-EL-IGC-0189 | IGC | 2021-04-25 | 1 | 1 | manual | [48 empty] | 1
2239 | 75 | U75-AWP01 |  | AIRCRAFT WARNING | Cable Gland | SEMC EX CABLE GLAND:VBL453-B-25MM,C/WITH:SEALING WASHER,EARTH TAG,SHROUD | - | 1071-O2-EL-PO-012-6003-A0-0-001 | OPEN PACKING LIST | Mashin Sazi Shomal | 1 | PCS | 0 |  | ODCC-EL-IGC-0189 | IGC | 2021-04-25 | 1 | 1 | manual | [48 empty] | 1
2240 | 75 | U75-AWP01 |  | AIRCRAFT WARNING | Cable Gland | SEMC EX CABLE GLAND:VBL453-A-20MM,C/WITH:SEALING WASHER,EARTH TAG,SHROUD | - | 1071-O2-EL-PO-012-6003-A0-0-001 | OPEN PACKING LIST | Mashin Sazi Shomal | 6 | PCS | 0 |  | ODCC-EL-IGC-0189 | IGC | 2021-04-25 | 6 | 6 | manual | [48 empty] | 6
2241 | 75 | U75-AWP01 |  | AIRCRAFT WARNING | Cable Gland | SEMC EX CABLE GLAND:421-O-20MM,C/WITH:SEALING WASHER,EARTH TAG,SHROUD | - | 1071-O2-EL-PO-012-6003-A0-0-001 | OPEN PACKING LIST | Mashin Sazi Shomal | 4 | PCS | 0 |  | ODCC-EL-IGC-0189 | IGC | 2021-04-25 | 4 | 4 | manual | [48 empty] | 4
2242 | 75 | U75-AWP01 |  | AIRCRAFT WARNING | Cable Gland | SEMC EX CABLE GLAND:453-A-3/4''NPT,C/WITH:SEALING WASHER,EARTH TAG,SHROUD | - | 1071-O2-EL-PO-012-6003-A0-0-001 | OPEN PACKING LIST | Mashin Sazi Shomal | 1 | PCS | 0 |  | ODCC-EL-IGC-0189 | IGC | 2021-04-25 | 1 | 1 | manual | [48 empty] | 1
2243 | 75 | U75-AWP02 |  | AIRCRAFT WARNING | Panel | ENCLOSURE BOX (1*EX JUNCTION BOX SEMC TYPE EJB241 & LJBI (WITH PHOTOCELL) & FLUORESCENT LIGHTING FIXTURE (2*18W) WITH LAMP C/WITH 1 X FREE STANDING STRUCTURE (RACK & SUN CANOPY) | - | 1071-O2-EL-PO-012-6003-A0-0-001 | OPEN PACKING LIST | Mashin Sazi Shomal | 1 | PCS | 0 |  | ODCC-EL-IGC-0189 | IGC | 2021-04-25 | 1 | 1 | manual | [48 empty] | 1
2244 | 75 | U75-AWP02 |  | AIRCRAFT WARNING | Cable Gland | SEMC EX CABLE GLAND:VBL453-B-25MM,C/WITH:SEALING WASHER,EARTH TAG,SHROUD | - | 1071-O2-EL-PO-012-6003-A0-0-001 | OPEN PACKING LIST | Mashin Sazi Shomal | 1 | PCS | 0 |  | ODCC-EL-IGC-0189 | IGC | 2021-04-25 | 1 | 1 | manual | [48 empty] | 1
2245 | 75 | U75-AWP02 |  | AIRCRAFT WARNING | Cable Gland | SEMC EX CABLE GLAND:VBL453-A-20MM,C/WITH:SEALING WASHER,EARTH TAG,SHROUD | - | 1071-O2-EL-PO-012-6003-A0-0-001 | OPEN PACKING LIST | Mashin Sazi Shomal | 6 | PCS | 0 |  | ODCC-EL-IGC-0189 | IGC | 2021-04-25 | 6 | 6 | manual | [48 empty] | 6
2246 | 75 | U75-AWP02 |  | AIRCRAFT WARNING | Cable Gland | SEMC EX CABLE GLAND:421-O-20MM,C/WITH:SEALING WASHER,EARTH TAG,SHROUD | - | 1071-O2-EL-PO-012-6003-A0-0-001 | OPEN PACKING LIST | Mashin Sazi Shomal | 4 | PCS | 0 |  | ODCC-EL-IGC-0189 | IGC | 2021-04-25 | 4 | 4 | manual | [48 empty] | 4
2247 | 75 | U75-AWP02 |  | AIRCRAFT WARNING | Cable Gland | SEMC EX CABLE GLAND:453-A-3/4''NPT,C/WITH:SEALING WASHER,EARTH TAG,SHROUD | - | 1071-O2-EL-PO-012-6003-A0-0-001 | OPEN PACKING LIST | Mashin Sazi Shomal | 1 | PCS | 0 |  | ODCC-EL-IGC-0189 | IGC | 2021-04-25 | 1 | 1 | manual | [48 empty] | 1
2248 | 75 | U75-AWP03 |  | AIRCRAFT WARNING | Panel | ENCLOSURE BOX (1*EX JUNCTION BOX SEMC TYPE EJB241 & LJBI (WITH PHOTOCELL) & FLUORESCENT LIGHTING FIXTURE (2*18W) WITH LAMP C/WITH 1 X FREE STANDING STRUCTURE (RACK & SUN CANOPY) | - | 1071-O2-EL-PO-012-6003-A0-0-001 | OPEN PACKING LIST | Mashin Sazi Shomal | 1 | PCS | 0 |  | ODCC-EL-IGC-0189 | IGC | 2021-04-25 | 1 | 1 | manual | [48 empty] | 1
2249 | 75 | U75-AWP03 |  | AIRCRAFT WARNING | Cable Gland | SEMC EX CABLE GLAND:VBL453-B-25MM,C/WITH:SEALING WASHER,EARTH TAG,SHROUD | - | 1071-O2-EL-PO-012-6003-A0-0-001 | OPEN PACKING LIST | Mashin Sazi Shomal | 1 | PCS | 0 |  | ODCC-EL-IGC-0189 | IGC | 2021-04-25 | 1 | 1 | manual | [48 empty] | 1
2250 | 75 | U75-AWP03 |  | AIRCRAFT WARNING | Cable Gland | SEMC EX CABLE GLAND:VBL453-A-20MM,C/WITH:SEALING WASHER,EARTH TAG,SHROUD | - | 1071-O2-EL-PO-012-6003-A0-0-001 | OPEN PACKING LIST | Mashin Sazi Shomal | 6 | PCS | 0 |  | ODCC-EL-IGC-0189 | IGC | 2021-04-25 | 6 | 6 | manual | [48 empty] | 6
2251 | 75 | U75-AWP03 |  | AIRCRAFT WARNING | Cable Gland | SEMC EX CABLE GLAND:421-O-20MM,C/WITH:SEALING WASHER,EARTH TAG,SHROUD | - | 1071-O2-EL-PO-012-6003-A0-0-001 | OPEN PACKING LIST | Mashin Sazi Shomal | 4 | PCS | 0 |  | ODCC-EL-IGC-0189 | IGC | 2021-04-25 | 4 | 4 | manual | [48 empty] | 4
2252 | 75 | U75-AWP03 |  | AIRCRAFT WARNING | Cable Gland | SEMC EX CABLE GLAND:453-A-3/4''NPT,C/WITH:SEALING WASHER,EARTH TAG,SHROUD | - | 1071-O2-EL-PO-012-6003-A0-0-001 | OPEN PACKING LIST | Mashin Sazi Shomal | 1 | PCS | 0 |  | ODCC-EL-IGC-0189 | IGC | 2021-04-25 | 1 | 1 | manual | [48 empty] | 1
2253 | 51 | - | 51-55-75 | AIRCRAFT WARNING | BOLT | S.STEEL BOLT M6*25 WITH:SPRING WASHER & FLAT WASHER & NUT M6 | - | 1071-O2-EL-PO-012-6003-A0-0-001 | OPEN PACKING LIST | Mashin Sazi Shomal | 108 | PCS | 0 |  | ODCC-EL-IGC-0189 | IGC | 2021-04-25 | 108 | 108 | manual | [48 empty] | 108
2254 | 45 | ECCX1GCB1101RTT | U45-XCLAV-03-1-C1-56 | Cable | MV | MV 1x300 RM / 25 mm² C2 - 18/30 (36) kV - Cu/SCT/SC/XLPE/SC/SCT/CWS/Pet/LSh/PVC/AWA/Pet/PVC - [Red] (DRUM NO.:2992563) | 1*300 | 1071-O2-EL-PO-001-6001-A0-2-002 | OPEN PACKING LIST | ABHAR WIRE & CABLE CO. | 1026 | meter | 0 | Abad Rahan | ODCC-EL-ARP-0034 | Abad Rahan | 2021-06-06 | 1026 | 1026 | [49 empty] | 1026
2255 | 45 | ECCX1GCB1101RTT | U45-XCLAV-03-1-C1-91 | Cable | MV | MV 1x300 RM / 25 mm² C2 - 18/30 (36) kV - Cu/SCT/SC/XLPE/SC/SCT/CWS/Pet/LSh/PVC/AWA/Pet/PVC - [Red] (DRUM NO.:2992547) | 1*300 | 1071-O2-EL-PO-001-6001-A0-2-002 | OPEN PACKING LIST | ABHAR WIRE & CABLE CO. | 716 | meter | 0 | Abad Rahan | ODCC-EL-ARP-0034 | Abad Rahan | 2021-06-06 | 716 | 716 | [49 empty] | 716
2256 | 45 | ECCX1GCB1101RTT | U45-XCLAV-03-C1-97 | Cable | MV | MV 1x300 RM / 25 mm² C2 - 18/30 (36) kV - Cu/SCT/SC/XLPE/SC/SCT/CWS/Pet/LSh/PVC/AWA/Pet/PVC - [Red] (DRUM NO.:2992540) | 1*300 | 1071-O2-EL-PO-001-6001-A0-2-002 | OPEN PACKING LIST | ABHAR WIRE & CABLE CO. | 722 | meter | 0 | Abad Rahan | ODCC-EL-ARP-0034 | Abad Rahan | 2021-06-06 | 722 | 722 | [49 empty] | 722
2257 | 45 | ECCX1GCB1101RTT | U45-XCLAV-03-C1-100 | Cable | MV | MV 1x300 RM / 25 mm² C2 - 18/30 (36) kV - Cu/SCT/SC/XLPE/SC/SCT/CWS/Pet/LSh/PVC/AWA/Pet/PVC - [Red] (DRUM NO.:2992538) | 1*300 | 1071-O2-EL-PO-001-6001-A0-2-002 | OPEN PACKING LIST | ABHAR WIRE & CABLE CO. | 720 | meter | 0 | Abad Rahan | ODCC-EL-ARP-0034 | Abad Rahan | 2021-06-06 | 720 | 720 | [49 empty] | 720
2258 | 45 | ECCX1GCB1101RTT | U45-XCLAV-03-C1-104 | Cable | MV | MV 1x300 RM / 25 mm² C2 - 18/30 (36) kV - Cu/SCT/SC/XLPE/SC/SCT/CWS/Pet/LSh/PVC/AWA/Pet/PVC - [Red] (DRUM NO.:2992539) | 1*300 | 1071-O2-EL-PO-001-6001-A0-2-002 | OPEN PACKING LIST | ABHAR WIRE & CABLE CO. | 710 | meter | 0 | Abad Rahan | ODCC-EL-ARP-0034 | Abad Rahan | 2021-06-06 | 710 | 710 | [49 empty] | 710
2259 | 45 | ECCX1GCB1101RTT | U45-XCLAV-03-C1-105 | Cable | MV | MV 1x300 RM / 25 mm² C2 - 18/30 (36) kV - Cu/SCT/SC/XLPE/SC/SCT/CWS/Pet/LSh/PVC/AWA/Pet/PVC - [Red] (DRUM NO.:2992558) | 1*300 | 1071-O2-EL-PO-001-6001-A0-2-002 | OPEN PACKING LIST | ABHAR WIRE & CABLE CO. | 705 | meter | 0 | Abad Rahan | ODCC-EL-ARP-0040 | Abad Rahan | 2021-06-23 | 705 | 705 | [49 empty] | 705
2260 | 45 | ECCX1GCB1101RTT | U45-XCLAV-03-C1-111 | Cable | MV | MV 1x300 RM / 25 mm² C2 - 18/30 (36) kV - Cu/SCT/SC/XLPE/SC/SCT/CWS/Pet/LSh/PVC/AWA/Pet/PVC - [Red] (DRUM NO.:2992560) | 1*300 | 1071-O2-EL-PO-001-6001-A0-2-002 | OPEN PACKING LIST | ABHAR WIRE & CABLE CO. | 689 | meter | 0 | Abad Rahan | ODCC-EL-ARP-0040 | Abad Rahan | 2021-06-23 | 689 | 689 | [49 empty] | 689
2261 | 45 | ECCX1GCB1101RTT | U45-XCLAV-03-C1-120 | Cable | MV | MV 1x300 RM / 25 mm² C2 - 18/30 (36) kV - Cu/SCT/SC/XLPE/SC/SCT/CWS/Pet/LSh/PVC/AWA/Pet/PVC - [Red] (DRUM NO.:2992551) | 1*300 | 1071-O2-EL-PO-001-6001-A0-2-002 | OPEN PACKING LIST | ABHAR WIRE & CABLE CO. | 680 | meter | 0 | Abad Rahan | ODCC-EL-ARP-0040 | Abad Rahan | 2021-06-23 | 680 | 680 | [49 empty] | 680
2262 | 45 | ECCX1GCB1101RTT | U45-XCLAV-03-C1-123 | Cable | MV | MV 1x300 RM / 25 mm² C2 - 18/30 (36) kV - Cu/SCT/SC/XLPE/SC/SCT/CWS/Pet/LSh/PVC/AWA/Pet/PVC - [Red] (DRUM NO.:2992552) | 1*300 | 1071-O2-EL-PO-001-6001-A0-2-002 | OPEN PACKING LIST | ABHAR WIRE & CABLE CO. | 680 | meter | 0 | Abad Rahan | ODCC-EL-ARP-0040 | Abad Rahan | 2021-06-23 | 680 | 680 | [49 empty] | 680
2263 | 45 | ECCX1GCB1101RTT | U45-XCLAV-03-1-C1-67 | Cable | MV | MV 1x300 RM / 25 mm² C2 - 18/30 (36) kV - Cu/SCT/SC/XLPE/SC/SCT/CWS/Pet/LSh/PVC/AWA/Pet/PVC - [Red] (DRUM NO.:2992548) | 1*300 | 1071-O2-EL-PO-001-6001-A0-2-002 | OPEN PACKING LIST | ABHAR WIRE & CABLE CO. | 517 | meter | 0 | Abad Rahan | ODCC-EL-ARP-0060 | Abad Rahan | 2021-10-05 | 517 | 517 | [49 empty] | 517
2264 | 45 | ECCX1GCB1101RTT | U45-XCLAV-03-1-C1-68 | Cable | MV | MV 1x300 RM / 25 mm² C2 - 18/30 (36) kV - Cu/SCT/SC/XLPE/SC/SCT/CWS/Pet/LSh/PVC/AWA/Pet/PVC - [Red] (DRUM NO.:2992549) | 1*300 | 1071-O2-EL-PO-001-6001-A0-2-002 | OPEN PACKING LIST | ABHAR WIRE & CABLE CO. | 519 | meter | 0 | Abad Rahan | ODCC-EL-ARP-0060 | Abad Rahan | 2021-10-05 | 519 | 519 | [49 empty] | 519
2265 | 45 | ECCX1GCB1101RTT | U45-XCLAV-03-1-C1-69 | Cable | MV | MV 1x300 RM / 25 mm² C2 - 18/30 (36) kV - Cu/SCT/SC/XLPE/SC/SCT/CWS/Pet/LSh/PVC/AWA/Pet/PVC - [Red] (DRUM NO.:2992550) | 1*300 | 1071-O2-EL-PO-001-6001-A0-2-002 | OPEN PACKING LIST | ABHAR WIRE & CABLE CO. | 518 | meter | 0 | Abad Rahan | ODCC-EL-ARP-0060 | Abad Rahan | 2021-10-05 | 518 | 518 | [49 empty] | 518
2266 | SS-40-03 | ECDC1GCB1101RTT | U48/03-XCAV-03-01-C1-01 | Cable | MV | MV 1x300 RM / 25 mm² C2 - 18/30 (36) kV - Cu/SCT/SC/XLPE/SC/SCT/CWS/Pet/PVC/AWA/Pet/PVC - [Red] (DRUM NO.:2992568) | 1*300 | 1071-O2-EL-PO-001-6001-A0-2-002 | OPEN PACKING LIST | ABHAR WIRE & CABLE CO. | 757 | meter | 757 | [55 empty] | 0
2267 | SS-40-03 | ECDC1GCB1101RTT | U48/03-XCAV-03-01-C1-02 | Cable | MV | MV 1x300 RM / 25 mm² C2 - 18/30 (36) kV - Cu/SCT/SC/XLPE/SC/SCT/CWS/Pet/PVC/AWA/Pet/PVC - [Red] (DRUM NO.:2992569) | 1*300 | 1071-O2-EL-PO-001-6001-A0-2-002 | OPEN PACKING LIST | ABHAR WIRE & CABLE CO. | 743 | meter | 743 | [55 empty] | 0
2268 | SS-40-04 | ECDC1GCB1101RTT | U48/04-XCAV-03-01-C1-01 | Cable | MV | MV 1x300 RM / 25 mm² C2 - 18/30 (36) kV - Cu/SCT/SC/XLPE/SC/SCT/CWS/Pet/PVC/AWA/Pet/PVC - [Red] (DRUM NO.:2992543) | 1*300 | 1071-O2-EL-PO-001-6001-A0-2-002 | OPEN PACKING LIST | ABHAR WIRE & CABLE CO. | 537 | meter | 537 | [55 empty] | 0
2269 | SS-40-04 | ECDC1GCB1101RTT | U48/04-XCAV-03-01-C1-02 | Cable | MV | MV 1x300 RM / 25 mm² C2 - 18/30 (36) kV - Cu/SCT/SC/XLPE/SC/SCT/CWS/Pet/PVC/AWA/Pet/PVC - [Red] (DRUM NO.:2992544) | 1*300 | 1071-O2-EL-PO-001-6001-A0-2-002 | OPEN PACKING LIST | ABHAR WIRE & CABLE CO. | 875 | meter | 875 | [55 empty] | 0
2270 | SS-40-05 | ECDC1GCB1101RTT | U48/05-XCAV-03-01-C1-01 | Cable | MV | MV 1x300 RM / 25 mm² C2 - 18/30 (36) kV - Cu/SCT/SC/XLPE/SC/SCT/CWS/Pet/PVC/AWA/Pet/PVC - [Red] (DRUM NO.:2992545) | 1*300 | 1071-O2-EL-PO-001-6001-A0-2-002 | OPEN PACKING LIST | ABHAR WIRE & CABLE CO. | 803 | meter | 803 | [55 empty] | 0
2271 | SS-40-05 | ECDC1GCB1101RTT | U48/05-XCAV-03-01-C1-02 | Cable | MV | MV 1x300 RM / 25 mm² C2 - 18/30 (36) kV - Cu/SCT/SC/XLPE/SC/SCT/CWS/Pet/PVC/AWA/Pet/PVC - [Red] (DRUM NO.:2992546) | 1*300 | 1071-O2-EL-PO-001-6001-A0-2-002 | OPEN PACKING LIST | ABHAR WIRE & CABLE CO. | 905 | meter | 905 | [55 empty] | 0
2272 | 42 | ECCY1KCB1103KTT | U42-XCLSV-02-3-A8-01 | Cable | MV | MV 3x50 RM / 16 mm² C2 - 3.6/6(7.2) kV - Cu/SC/XLPE/SC/SCT/ICWS/SCT/Pet/LSH/PVC/SWAT/PVC - [Red] (DRUM NO.:2992648) | 3*50 | 1071-O2-EL-PO-001-6001-A0-2-002 | OPEN PACKING LIST | ABHAR WIRE & CABLE CO. | 515 | meter | 0 |  | ODCC-EL-ARP-0063 | Abad Rahan | 2021-11-23 | 515 | 515 | [49 empty] | 515
2273 | 42 | ECCY1KCB1103KTT | U42-XCLSV-02-3-A8-02 | Cable | MV | MV 3x50 RM / 16 mm² C2 - 3.6/6(7.2) kV - Cu/SC/XLPE/SC/SCT/ICWS/SCT/Pet/LSH/PVC/SWAT/PVC - [Red] (DRUM NO.:2992649) | 3*50 | 1071-O2-EL-PO-001-6001-A0-2-002 | OPEN PACKING LIST | ABHAR WIRE & CABLE CO. | 515 | meter | 0 |  | ODCC-EL-ARP-0063 | Abad Rahan | 2021-11-23 | 515 | 515 | [49 empty] | 515
2274 | 42 | ECCY1KCB1103KTT | U42-XCLSV-02-3-A8-03 | Cable | MV | MV 3x50 RM / 16 mm² C2 - 3.6/6(7.2) kV - Cu/SC/XLPE/SC/SCT/ICWS/SCT/Pet/LSH/PVC/SWAT/PVC - [Red] (DRUM NO.:2992650) | 3*50 | 1071-O2-EL-PO-001-6001-A0-2-002 | OPEN PACKING LIST | ABHAR WIRE & CABLE CO. | 515 | meter | 0 |  | ODCC-EL-ARP-0063 | Abad Rahan | 2021-11-23 | 515 | 515 | [49 empty] | 515
2275 | 61 | ECCY1KCB1103PTT | U61-XCLSV-02-3-AD-01 | Cable | MV | MV 3x185 RM / 25 mm² C2 - 3.6/6(7.2) kV - Cu/SC/XLPE/SC/SCT/ICWS/SCT/Pet/LSH/PVC/SWAT/PVC - [Red] (DRUM NO.:2992717) | 3*185 | 1071-O2-EL-PO-001-6001-A0-2-002 | OPEN PACKING LIST | ABHAR WIRE & CABLE CO. | 251 | meter | 0 |  | ODCC-EL-ARP-0030 | Abad Rahan | 2021-05-28 | 251 | 251 | [49 empty] | 251
2276 | 42 | ECCY1KCB1103NTT | U42-XCLSV-02-3-AB-01 | Cable | MV | MV 3x120 RM / 16 mm² C2 - 3.6/6(7.2) kV - Cu/SC/XLPE/SC/SCT/ICWS/SCT/Pet/LSH/PVC/SWAT/PVC - [Red] (DRUM NO.:2992633) | 3*120 | 1071-O2-EL-PO-001-6001-A0-2-002 | OPEN PACKING LIST | ABHAR WIRE & CABLE CO. | 551 | meter | 0 |  | ODCC-EL-ARP-0061 | Abad Rahan | 2021-10-31 | 551 | 551 | [49 empty] | 551
2277 | 42 | ECCY1KCB1103NTT | U42-XCLSV-02-3-AB-02 | Cable | MV | MV 3x120 RM / 16 mm² C2 - 3.6/6(7.2) kV - Cu/SC/XLPE/SC/SCT/ICWS/SCT/Pet/LSH/PVC/SWAT/PVC - [Red] (DRUM NO.:2992634) | 3*120 | 1071-O2-EL-PO-001-6001-A0-2-002 | OPEN PACKING LIST | ABHAR WIRE & CABLE CO. | 551 | meter | 0 |  | ODCC-EL-ARP-0061 | Abad Rahan | 2021-10-31 | 551 | 551 | [49 empty] | 551
2278 | SS-40-03 | ECDD1KCB1103OTT | U48/03-XCSV-02-03-AC-01 | Cable | MV | MV 3x150 RM / 25 mm² C2 - 3.6/6(7.2) kV - Cu/SC/XLPE/SC/SCT/ICWS/SCT/Pet/BD/SWAT/PVC - [Red] (DRUM NO.:2992635) | 3*150 | 1071-O2-EL-PO-001-6001-A0-2-002 | OPEN PACKING LIST | ABHAR WIRE & CABLE CO. | 329 | meter | 329 | [55 empty] | 0
2279 | 41 | ECCY1KCB1103MTT | U41-XCLSV-02-3-AA-01 | Cable | MV | MV 3x95 RM / 16 mm² C2 - 3.6/6(7.2) kV - Cu/SC/XLPE/SC/SCT/ICWS/SCT/Pet/LSH/PVC/SWAT/PVC - [Red] (DRUM NO.:2992656) | 3*95 | 1071-O2-EL-PO-001-6001-A0-2-002 | OPEN PACKING LIST | ABHAR WIRE & CABLE CO. | 174 | meter | 0 |  | ODCC-EL-ARP-0064 | Abad Rahan | 2021-11-23 | 174 | 174 | [49 empty] | 174
2280 | 42 | ECCY1KCB1103MTT | U42-XCLSV-02-3-AA-01 | Cable | MV | MV 3x95 RM / 16 mm² C2 - 3.6/6(7.2) kV - Cu/SC/XLPE/SC/SCT/ICWS/SCT/Pet/LSH/PVC/SWAT/PVC - [Red] (DRUM NO.:2992657) | 3*95 | 1071-O2-EL-PO-001-6001-A0-2-002 | OPEN PACKING LIST | ABHAR WIRE & CABLE CO. | 640 | meter | 0 |  | ODCC-EL-ARP-0063 | Abad Rahan | 2021-11-23 | 640 | 640 | [49 empty] | 640
2281 | SS-40-09 | EE-4809TR5101A |  | Transformer | Transformer | Body 18.5/26.5 MVA,33/6.3 KV (ONAF Provision),Oil Immersed Power Transformer | 33/6.3 | 1071-O2-EL-PO-007-6501-A0-0-001 | OPEN PACKING LIST | ARYA TRANSFO-SHARGH | 1 | PCS | 0 |  | ODCC-EL-IGC-0148 | IGC | 2021-09-14 | 1 | 1 | [49 empty] | 1
2282 | SS-40-09 | EE-4809TR5101B |  | Transformer | Transformer | Body 18.5/26.5 MVA,33/6.3 KV (ONAF Provision),Oil Immersed Power Transformer | 33/6.3 | 1071-O2-EL-PO-007-6501-A0-0-001 | OPEN PACKING LIST | ARYA TRANSFO-SHARGH | 1 | PCS | 0 |  | ODCC-EL-IGC-0148 | IGC | 2021-09-14 | 1 | 1 | [49 empty] | 1
2283 | 45 | ECCX1GCB1101RTT | U45-XCLAV-03-1-C1-45 | Cable | MV | MV 1x300 RM / 25 mm² C2 - 18/30 (36) kV - Cu/SCT/SC/XLPE/SC/SCT/CWS/Pet/LSh/PVC/AWA/Pet/PVC - [Red] (DRUM NO.:2992782) | 1*300 | 1071-O2-EL-PO-001-6001-A0-2-003 | OPEN PACKING LIST | ABHAR WIRE & CABLE CO. | 1020 | meter | 0 | Abad Rahan | ODCC-EL-ARP-0024 | Abad Rahan | 2021-05-20 | 1020 | 1020 | [43 empty] | ODCC-EL-ARP-0002 | ARP | 2021-06-03 | 0 | 0 |  | 1020
2284 | 45 | ECCX1GCB1101RTT | U45-XCLAV-03-C1-114 | Cable | MV | MV 1x300 RM / 25 mm² C2 - 18/30 (36) kV - Cu/SCT/SC/XLPE/SC/SCT/CWS/Pet/LSh/PVC/AWA/Pet/PVC - [Red] (DRUM NO.:2992783) | 1*300 | 1071-O2-EL-PO-001-6001-A0-2-003 | OPEN PACKING LIST | ABHAR WIRE & CABLE CO. | 687 | meter | 0 | Abad Rahan | ODCC-EL-ARP-0040 | Abad Rahan | 2021-06-23 | 687 | 687 | [49 empty] | 687
2285 | 42 | ECCR2CCB1110DTT | U42-VLSV-01-7-A1-01 | Cable | Control | NYKYRGBY-O 7*2.5 MM2 RM (DRUM NO.:14-10646) | 7*2.5 | 1071-O2-EL-PO-002-6002-A0-2-002 | OPEN PACKING LIST | Kerman Cable Industries | 1199 | meter | 0 |  | ODCC-EL-ARP-0061 | Abad Rahan | 2021-10-31 | 1199 | 1199 | [49 empty] | 1199
2286 | 42 | ECCR2CCB1110DTT | U42-VLSV-01-7-A1-02 | Cable | Control | NYKYRGBY-O 7*2.5 MM2 RM (DRUM NO.:16-3660) | 7*2.5 | 1071-O2-EL-PO-002-6002-A0-2-002 | OPEN PACKING LIST | Kerman Cable Industries | 1245 | meter | 0 |  | ODCC-EL-ARP-0063 | Abad Rahan | 2021-11-23 | 1245 | 1245 | [49 empty] | 1245
2287 | 42 | ECCR2CCB1110DTT | U42-VLSV-01-7-A1-03 | Cable | Control | NYKYRGBY-O 7*2.5 MM2 RM (DRUM NO.:14-10644) | 7*2.5 | 1071-O2-EL-PO-002-6002-A0-2-002 | OPEN PACKING LIST | Kerman Cable Industries | 1040 | meter | 0 |  | ODCC-EL-ARP-0063 | Abad Rahan | 2021-11-23 | 1040 | 1040 | [49 empty] | 1040
2288 | 42 | ECCR2CCB1110DTT | U42-VLSV-01-7-A1-04 | Cable | Control | NYKYRGBY-O 7*2.5 MM2 RM (DRUM NO.:14-10643) | 7*2.5 | 1071-O2-EL-PO-002-6002-A0-2-002 | OPEN PACKING LIST | Kerman Cable Industries | 1030 | meter | 0 |  | ODCC-EL-ARP-0063 | Abad Rahan | 2021-11-23 | 1030 | 1030 | [49 empty] | 1030
2289 | 42 | ECCR2CCB1110DTT | U42-VLSV-01-7-A1-05 | Cable | Control | NYKYRGBY-O 7*2.5 MM2 RM (DRUM NO.:14-10641) | 7*2.5 | 1071-O2-EL-PO-002-6002-A0-2-002 | OPEN PACKING LIST | Kerman Cable Industries | 1020 | meter | 0 |  | ODCC-EL-ARP-0063 | Abad Rahan | 2021-11-23 | 1020 | 1020 | [49 empty] | 1020
2290 | 42 | ECCR2CCB1110DTT | U42-VLSV-01-7-A1-06 | Cable | Control | NYKYRGBY-O 7*2.5 MM2 RM (DRUM NO.:14-10635) | 7*2.5 | 1071-O2-EL-PO-002-6002-A0-2-002 | OPEN PACKING LIST | Kerman Cable Industries | 1009 | meter | 0 |  | ODCC-EL-ARP-0063 | Abad Rahan | 2021-11-23 | 1009 | 1009 | [49 empty] | 1009
2291 | 42 | ECCR2CCB1110DTT | U42-VLSV-01-7-A1-07 | Cable | Control | NYKYRGBY-O 7*2.5 MM2 RM (DRUM NO.:14-10633) | 7*2.5 | 1071-O2-EL-PO-002-6002-A0-2-002 | OPEN PACKING LIST | Kerman Cable Industries | 1020 | meter | 0 |  | ODCC-EL-ARP-0063 | Abad Rahan | 2021-11-23 | 1020 | 1020 | [49 empty] | 1020
2292 | 42 | ECCR2CCB1110DTT | U42-VLSV-01-7-A1-08 | Cable | Control | NYKYRGBY-O 7*2.5 MM2 RM (DRUM NO.:14-10634) | 7*2.5 | 1071-O2-EL-PO-002-6002-A0-2-002 | OPEN PACKING LIST | Kerman Cable Industries | 1020 | meter | 0 |  | ODCC-EL-ARP-0063 | Abad Rahan | 2021-11-23 | 1020 | 1020 | [49 empty] | 1020
2293 | 42 | ECCR2CCB1110DTT | U42-VLSV-01-7-A1-09 | Cable | Control | NYKYRGBY-O 7*2.5 MM2 RM (DRUM NO.:14-10642) | 7*2.5 | 1071-O2-EL-PO-002-6002-A0-2-002 | OPEN PACKING LIST | Kerman Cable Industries | 1020 | meter | 0 |  | ODCC-EL-ARP-0063 | Abad Rahan | 2021-11-23 | 1020 | 1020 | [49 empty] | 1020
2294 | 42 | ECCR2CCB1110DTT | U42-VLSV-01-7-A1-10 | Cable | Control | NYKYRGBY-O 7*2.5 MM2 RM (DRUM NO.:14-10654) | 7*2.5 | 1071-O2-EL-PO-002-6002-A0-2-002 | OPEN PACKING LIST | Kerman Cable Industries | 1012 | meter | 0 |  | ODCC-EL-ARP-0063 | Abad Rahan | 2021-11-23 | 1012 | 1012 | [49 empty] | 1012
2295 | 42 | ECCR2CCB1110DTT | U42-VLSV-01-7-A1-11 | Cable | Control | NYKYRGBY-O 7*2.5 MM2 RM (DRUM NO.:14-10637) | 7*2.5 | 1071-O2-EL-PO-002-6002-A0-2-002 | OPEN PACKING LIST | Kerman Cable Industries | 648 | meter | 0 |  | ODCC-EL-ARP-0063 | Abad Rahan | 2021-11-23 | 648 | 648 | [49 empty] | 648
2296 | 42 | ECCR2CCB1110DTT | U42-VLSV-01-7-A1-12 | Cable | Control | NYKYRGBY-O 7*2.5 MM2 RM (DRUM NO.:14-10636) | 7*2.5 | 1071-O2-EL-PO-002-6002-A0-2-002 | OPEN PACKING LIST | Kerman Cable Industries | 690 | meter | 0 |  | ODCC-EL-ARP-0063 | Abad Rahan | 2021-11-23 | 690 | 690 | [49 empty] | 690
2297 | 42 | ECCR2CCB1110DTT | U42-VLSV-01-7-A1-13 | Cable | Control | NYKYRGBY-O 7*2.5 MM2 RM (DRUM NO.:14-10645) | 7*2.5 | 1071-O2-EL-PO-002-6002-A0-2-002 | OPEN PACKING LIST | Kerman Cable Industries | 1133 | meter | 0 |  | ODCC-EL-ARP-0063 | Abad Rahan | 2021-11-23 | 1133 | 1133 | [49 empty] | 1133
2298 | 35 | ECCR2CCB1110DTT | U35-VLSV-01-7-A1-01 | Cable | Control | NYKYRGBY-O 7*2.5 MM2 RM (DRUM NO.:14-10638) | 7*2.5 | 1071-O2-EL-PO-002-6002-A0-2-002 | OPEN PACKING LIST | Kerman Cable Industries | 923 | meter | 0 |  | ODCC-EL-ARP-0059 | Abad Rahan | 2021-10-03 | 923 | 923 | [49 empty] | 923
2299 | 35 | ECCR2CCB1112DTT | U35-VLSV-01-10-A1-01 | Cable | Control | NYKYRGBY-O 10*2.5 MM2 RM (DRUM NO.:16-3661) | 10*2.5 | 1071-O2-EL-PO-002-6002-A0-2-002 | OPEN PACKING LIST | Kerman Cable Industries | 1182 | meter | 0 |  | ODCC-EL-ARP-0059 | Abad Rahan | 2021-10-03 | 1182 | 1182 | [49 empty] | 1182
2300 | 35 | ECCR2CCB1112DTT | U35-VLSV-01-10-A1-02 | Cable | Control | NYKYRGBY-O 10*2.5 MM2 RM (DRUM NO.:16-3644) | 10*2.5 | 1071-O2-EL-PO-002-6002-A0-2-002 | OPEN PACKING LIST | Kerman Cable Industries | 1083 | meter | 0 |  | ODCC-EL-ARP-0059 | Abad Rahan | 2021-10-03 | 1083 | 1083 | [49 empty] | 1083
2301 | 35 | ECCR2CCB1112DTT | U35-VLSV-01-10-A1-03 | Cable | Control | NYKYRGBY-O 10*2.5 MM2 RM (DRUM NO.:16-3639) | 10*2.5 | 1071-O2-EL-PO-002-6002-A0-2-002 | OPEN PACKING LIST | Kerman Cable Industries | 1490 | meter | 1490 | [55 empty] | 0
2302 | 35 | ECCR2CCB1112DTT | U35-VLSV-01-10-A1-04 | Cable | Control | NYKYRGBY-O 10*2.5 MM2 RM (DRUM NO.:16-3638) | 10*2.5 | 1071-O2-EL-PO-002-6002-A0-2-002 | OPEN PACKING LIST | Kerman Cable Industries | 1482 | meter | 1482 | [55 empty] | 0
2303 | 35 | ECCR2CCB1112DTT | U35-VLSV-01-10-A1-05 | Cable | Control | NYKYRGBY-O 10*2.5 MM2 RM (DRUM NO.:16-3633) | 10*2.5 | 1071-O2-EL-PO-002-6002-A0-2-002 | OPEN PACKING LIST | Kerman Cable Industries | 919 | meter | 0 |  | ODCC-EL-ARP-0059 | Abad Rahan | 2021-10-03 | 919 | 919 | [49 empty] | 919
2304 | 35 | ECCR2CCB1112DTT | U35-VLSV-01-10-A1-06 | Cable | Control | NYKYRGBY-O 10*2.5 MM2 RM (DRUM NO.:16-3634) | 10*2.5 | 1071-O2-EL-PO-002-6002-A0-2-002 | OPEN PACKING LIST | Kerman Cable Industries | 920 | meter | 0 |  | ODCC-EL-ARP-0059 | Abad Rahan | 2021-10-03 | 920 | 920 | [49 empty] | 920
2305 | 35 | ECCR2CCB1112DTT | U35-VLSV-01-10-A1-07 | Cable | Control | NYKYRGBY-O 10*2.5 MM2 RM (DRUM NO.:16-3641) | 10*2.5 | 1071-O2-EL-PO-002-6002-A0-2-002 | OPEN PACKING LIST | Kerman Cable Industries | 910 | meter | 0 |  | ODCC-EL-ARP-0059 | Abad Rahan | 2021-10-03 | 910 | 910 | [49 empty] | 910
2306 | 42 | ECCR2CCB1112DTT | U42-VLSV-01-10-A1-01 | Cable | Control | NYKYRGBY-O 10*2.5 MM2 RM (DRUM NO.:16-3637) | 10*2.5 | 1071-O2-EL-PO-002-6002-A0-2-002 | OPEN PACKING LIST | Kerman Cable Industries | 1071 | meter | 0 |  | ODCC-EL-ARP-0061 | Abad Rahan | 2021-10-31 | 1071 | 1071 | [49 empty] | 1071
2307 | 42 | ECCR2CCB1112DTT | U42-VLSV-01-10-A1-02 | Cable | Control | NYKYRGBY-O 10*2.5 MM2 RM (DRUM NO.:16-3635) | 10*2.5 | 1071-O2-EL-PO-002-6002-A0-2-002 | OPEN PACKING LIST | Kerman Cable Industries | 950 | meter | 0 |  | ODCC-EL-ARP-0063 | Abad Rahan | 2021-11-23 | 950 | 950 | [49 empty] | 950
2308 | 42 | ECCR2CCB1112DTT | U42-VLSV-01-10-A1-03 | Cable | Control | NYKYRGBY-O 10*2.5 MM2 RM (DRUM NO.:16-3643) | 10*2.5 | 1071-O2-EL-PO-002-6002-A0-2-002 | OPEN PACKING LIST | Kerman Cable Industries | 1090 | meter | 0 |  | ODCC-EL-ARP-0063 | Abad Rahan | 2021-11-23 | 1090 | 1090 | [49 empty] | 1090
2309 | 42 | ECCR2CCB1112DTT | U42-VLSV-01-10-A1-04 | Cable | Control | NYKYRGBY-O 10*2.5 MM2 RM (DRUM NO.:16-3636) | 10*2.5 | 1071-O2-EL-PO-002-6002-A0-2-002 | OPEN PACKING LIST | Kerman Cable Industries | 935 | meter | 0 |  | ODCC-EL-ARP-0063 | Abad Rahan | 2021-11-23 | 935 | 935 | [49 empty] | 935
2310 | 42 | ECCR2CCB1112DTT | U42-VLSV-01-10-A1-05 | Cable | Control | NYKYRGBY-O 10*2.5 MM2 RM (DRUM NO.:16-3642) | 10*2.5 | 1071-O2-EL-PO-002-6002-A0-2-002 | OPEN PACKING LIST | Kerman Cable Industries | 925 | meter | 0 |  | ODCC-EL-ARP-0063 | Abad Rahan | 2021-11-23 | 925 | 925 | [49 empty] | 925
2311 | 42 | ECCR2CCB1112DTT | U42-VLSV-01-10-A1-06 | Cable | Control | NYKYRGBY-O 10*2.5 MM2 RM (DRUM NO.:16-3640) | 10*2.5 | 1071-O2-EL-PO-002-6002-A0-2-002 | OPEN PACKING LIST | Kerman Cable Industries | 807 | meter | 0 |  | ODCC-EL-ARP-0063 | Abad Rahan | 2021-11-23 | 807 | 807 | [49 empty] | 807
2312 | 42 | ECCR2CCB1112DTT | U42-VLSV-01-10-A1-07 | Cable | Control | NYKYRGBY-O 10*2.5 MM2 RM (DRUM NO.:16-3654) | 10*2.5 | 1071-O2-EL-PO-002-6002-A0-2-002 | OPEN PACKING LIST | Kerman Cable Industries | 873 | meter | 0 |  | ODCC-EL-ARP-0063 | Abad Rahan | 2021-11-23 | 873 | 873 | [49 empty] | 873
2313 | 42 | ECCR2CCB1112DTT | U42-VLSV-01-10-A1-08 | Cable | Control | NYKYRGBY-O 10*2.5 MM2 RM (DRUM NO.:14-10604) | 10*2.5 | 1071-O2-EL-PO-002-6002-A0-2-002 | OPEN PACKING LIST | Kerman Cable Industries | 790 | meter | 0 |  | ODCC-EL-ARP-0063 | Abad Rahan | 2021-11-23 | 790 | 790 | [49 empty] | 790
2314 | 43 | ECCR2CCB1112DTT | U43-VLSV-01-10-A1-01 | Cable | Control | NYKYRGBY-O 10*2.5 MM2 RM (DRUM NO.:16-3659) | 10*2.5 | 1071-O2-EL-PO-002-6002-A0-2-002 | OPEN PACKING LIST | Kerman Cable Industries | 1371 | meter | 1371 | [55 empty] | 0
2315 | 43 | ECCR2CCB1112DTT | U43-VLSV-01-10-A1-02 | Cable | Control | NYKYRGBY-O 10*2.5 MM2 RM (DRUM NO.:16-3647) | 10*2.5 | 1071-O2-EL-PO-002-6002-A0-2-002 | OPEN PACKING LIST | Kerman Cable Industries | 1130 | meter | 1130 | [55 empty] | 0
2316 | 43 | ECCR2CCB1112DTT | U43-VLSV-01-10-A1-03 | Cable | Control | NYKYRGBY-O 10*2.5 MM2 RM (DRUM NO.:18-2537) | 10*2.5 | 1071-O2-EL-PO-002-6002-A0-2-002 | OPEN PACKING LIST | Kerman Cable Industries | 1126 | meter | 1126 | [55 empty] | 0
2317 | 44 | ECCR2CCB1113DTT | U44-VLSV-01-12-A1-01 | Cable | Control | NYKYRGBY-O 12*2.5 MM2 RM (DRUM NO.:10-5449) | 12*2.5 | 1071-O2-EL-PO-002-6002-A0-2-002 | OPEN PACKING LIST | Kerman Cable Industries | 211 | meter | 0 |  | ODCC-EL-ARP-0030 | Abad Rahan | 2021-05-28 | 211 | 211 | [49 empty] | 211
2318 | 61 | ECCR2CCB1113DTT | U61-VLSV-01-12-A1-01 | Cable | Control | NYKYRGBY-O 12*2.5 MM2 RM (DRUM NO.:10-5450) | 12*2.5 | 1071-O2-EL-PO-002-6002-A0-2-002 | OPEN PACKING LIST | Kerman Cable Industries | 256 | meter | 0 |  | ODCC-EL-ARP-0030 | Abad Rahan | 2021-05-28 | 256 | 256 | [49 empty] | 256
2319 | 50 | ECCT1CCB1104EET | U50-XLSV-01-4-A2-01 | Cable | LV | N2XKYRGBY-O 4*4 MM2 RM (DRUM NO.:10-5452) | 4*4 | 1071-O2-EL-PO-002-6002-A0-2-002 | OPEN PACKING LIST | Kerman Cable Industries | 259 | meter | 130 |  | ODCC-EL-IGC-0100 | IGC | 2021-05-17 | 259 | 259 | [43 empty] | ODCC-EL-IGC-0013 | IGC | 2021-11-27 | 130 |  |  | 129
2320 | 61 | ECCT1CCB1104EET | U61-XLSV-01-4-A2-01 | Cable | LV | N2XKYRGBY-O 4*4 MM2 RM (DRUM NO.:11-5468) | 4*4 | 1071-O2-EL-PO-002-6002-A0-2-002 | OPEN PACKING LIST | Kerman Cable Industries | 448 | meter | 0 |  | ODCC-EL-ARP-0030 | Abad Rahan | 2021-05-28 | 448 | 448 | [49 empty] | 448
2321 | 42 | ECCT1CCB1103ETT | U42-XLSV-01-3-A2-01 | Cable | LV | N2XKYRGBY-O 3*4 MM2 RM (DRUM NO.:14-10622) | 3*4 | 1071-O2-EL-PO-002-6002-A0-2-002 | OPEN PACKING LIST | Kerman Cable Industries | 658 | meter | 0 |  | ODCC-EL-ARP-0063 | Abad Rahan | 2021-11-23 | 658 | 658 | [49 empty] | 658
2322 | 44 | ECCT1CCB1103ETT | U44-XLSV-01-3-A2-01 | Cable | LV | N2XKYRGBY-O 3*4 MM2 RM (DRUM NO.:11-5460) | 3*4 | 1071-O2-EL-PO-002-6002-A0-2-002 | OPEN PACKING LIST | Kerman Cable Industries | 415 | meter | 0 |  | ODCC-EL-ARP-0030 | Abad Rahan | 2021-05-28 | 415 | 415 | [49 empty] | 415
2323 | 61 | ECCT1CCB1103ETT | U61-XLSV-01-3-A2-02 | Cable | LV | N2XKYRGBY-O 3*4 MM2 RM (DRUM NO.:14-10623) | 3*4 | 1071-O2-EL-PO-002-6002-A0-2-002 | OPEN PACKING LIST | Kerman Cable Industries | 755 | meter | 0 |  | ODCC-EL-ARP-0030 | Abad Rahan | 2021-05-28 | 755 | 755 | [49 empty] | 755
2324 | 35 | ECCT1CCB1104FFT | U35-XLSV-01-4-A3-01 | Cable | LV | N2XKYRGBY-O 4*6 MM2 RM (DRUM NO.:14-10621) | 4*6 | 1071-O2-EL-PO-002-6002-A0-2-002 | OPEN PACKING LIST | Kerman Cable Industries | 870 | meter | 0 |  | ODCC-EL-ARP-0060 | Abad Rahan | 2021-10-05 | 870 | 870 | [49 empty] | 870
2325 | 42 | ECCT1CCB1104FFT | U42-XLSV-01-4-A3-01 | Cable | LV | N2XKYRGBY-O 4*6 MM2 RM (DRUM NO.:14-10632) | 4*6 | 1071-O2-EL-PO-002-6002-A0-2-002 | OPEN PACKING LIST | Kerman Cable Industries | 1070 | meter | 0 |  | ODCC-EL-ARP-0061 | Abad Rahan | 2021-10-31 | 1070 | 1070 | [49 empty] | 1070
2326 | 42 | ECCT1CCB1104FFT | U42-XLSV-01-4-A3-02 | Cable | LV | N2XKYRGBY-O 4*6 MM2 RM (DRUM NO.:14-10625) | 4*6 | 1071-O2-EL-PO-002-6002-A0-2-002 | OPEN PACKING LIST | Kerman Cable Industries | 1149 | meter | 0 |  | ODCC-EL-ARP-0061 | Abad Rahan | 2021-10-31 | 1149 | 1149 | [49 empty] | 1149
2327 | 42 | ECCT1CCB1104FFT | U42-XLSV-01-4-A3-03 | Cable | LV | N2XKYRGBY-O 4*6 MM2 RM (DRUM NO.:14-10631) | 4*6 | 1071-O2-EL-PO-002-6002-A0-2-002 | OPEN PACKING LIST | Kerman Cable Industries | 1055 | meter | 0 |  | ODCC-EL-ARP-0063 | Abad Rahan | 2021-11-23 | 1055 | 1055 | [49 empty] | 1055
2328 | 50 | ECCT1CCB1104FFT | U50-XLSV-01-4-A3-01 | Cable | LV | N2XKYRGBY-O 4*6 MM2 RM (DRUM NO.:14-10627) | 4*6 | 1071-O2-EL-PO-002-6002-A0-2-002 | OPEN PACKING LIST | Kerman Cable Industries | 1040 | meter | 0 |  | ODCC-EL-ARP-0023 | Abad Rahan | 2021-05-17 | 1040 | 1040 | ARP:680 m | ODCC-EL-EXR-0012 | Exir | 2021-08-11 | 360 | 360 | Exir:360 m | [36 empty] | ODCC-EL-ARP-0004 | Abad Rahan | 2021-08-11 | 360 | 360 |  | 1040
2329 | 50 | ECCT1CCB1104FFT | U50-XLSV-01-4-A3-02 | Cable | LV | N2XKYRGBY-O 4*6 MM2 RM (DRUM NO.:16-3656) | 4*6 | 1071-O2-EL-PO-002-6002-A0-2-002 | OPEN PACKING LIST | Kerman Cable Industries | 1340 | meter | 0 |  | ODCC-EL-SEK-0002 | SEKAF | 2021-05-17 | 1340 | 1340 | [49 empty] | 1340
2330 | 50 | ECCT1CCB1104FFT | U50-XLSV-01-4-A3-03 | Cable | LV | N2XKYRGBY-O 4*6 MM2 RM (DRUM NO.:16-3653) | 4*6 | 1071-O2-EL-PO-002-6002-A0-2-002 | OPEN PACKING LIST | Kerman Cable Industries | 1390 | meter | 0 |  | ODCC-EL-ARP-0023 | Abad Rahan | 2021-05-17 | 1390 | 1390 | [49 empty] | 1390
2331 | 50 | ECCT1CCB1104FFT | U50-XLSV-01-4-A3-04 | Cable | LV | N2XKYRGBY-O 4*6 MM2 RM (DRUM NO.:16-3658) | 4*6 | 1071-O2-EL-PO-002-6002-A0-2-002 | OPEN PACKING LIST | Kerman Cable Industries | 1479 | meter | 0 |  | ODCC-EL-EXR-0009 | EXIR | 2021-05-17 | 1479 | 1479 | [49 empty] | 1479
2332 | 50 | ECCT1CCB1104FFT | U50-XLSV-01-4-A3-05 | Cable | LV | N2XKYRGBY-O 4*6 MM2 RM (DRUM NO.:14-10624) | 4*6 | 1071-O2-EL-PO-002-6002-A0-2-002 | OPEN PACKING LIST | Kerman Cable Industries | 1070 | meter | 0 |  | ODCC-EL-ARP-0023 | Abad Rahan | 2021-05-17 | 1070 | 1070 | [49 empty] | 1070
2333 | 50 | ECCT1CCB1104FFT | U50-XLSV-01-4-A3-06 | Cable | LV | N2XKYRGBY-O 4*6 MM2 RM (DRUM NO.:16-3657) | 4*6 | 1071-O2-EL-PO-002-6002-A0-2-002 | OPEN PACKING LIST | Kerman Cable Industries | 1400 | meter | 0 |  | ODCC-EL-IGC-0090 | IGC | 2021-05-02 | 1400 | 1400 | [49 empty] | 1400
2334 | 50 | ECCT1CCB1104FFT | U50-XLSV-01-4-A3-07 | Cable | LV | N2XKYRGBY-O 4*6 MM2 RM (DRUM NO.:14-10626) | 4*6 | 1071-O2-EL-PO-002-6002-A0-2-002 | OPEN PACKING LIST | Kerman Cable Industries | 1270 | meter | 0 |  | ODCC-EL-ARP-0023 | Abad Rahan | 2021-05-17 | 1270 | 1270 | [49 empty] | 1270
2335 | 50 | ECCT1CCB1104FFT | U50-XLSV-01-4-A3-08 | Cable | LV | N2XKYRGBY-O 4*6 MM2 RM (DRUM NO.:14-10630) | 4*6 | 1071-O2-EL-PO-002-6002-A0-2-002 | OPEN PACKING LIST | Kerman Cable Industries | 1045 | meter | 0 |  | ODCC-EL-IGC-0100 | IGC | 2021-05-17 | 1045 | 1045 | [49 empty] | 1045
2336 | 61 | ECCT1CCB1104FFT | U61-XLSV-01-4-A3-02 | Cable | LV | N2XKYRGBY-O 4*6 MM2 RM (DRUM NO.:11-5462) | 4*6 | 1071-O2-EL-PO-002-6002-A0-2-002 | OPEN PACKING LIST | Kerman Cable Industries | 256 | meter | 0 |  | ODCC-EL-ARP-0030 | Abad Rahan | 2021-05-28 | 256 | 256 | [49 empty] | 256
2337 | 42 | ECCT1CCB1103FTT | U42-XLSV-01-3-A3-02 | Cable | LV | N2XKYRGBY-O 3*6 MM2 RM (DRUM NO.:14-10610) | 3*6 | 1071-O2-EL-PO-002-6002-A0-2-002 | OPEN PACKING LIST | Kerman Cable Industries | 1169 | meter | 0 | MTR TO C-7501 | ODCC-EL-IGC-0173 | IGC | 2021-11-17 | 1169 | [50 empty] | 1169
2338 | 42 | ECCT1CCB1103FTT | U42-XLSV-01-3-A3-03 | Cable | LV | N2XKYRGBY-O 3*6 MM2 RM (DRUM NO.:14-10639) | 3*6 | 1071-O2-EL-PO-002-6002-A0-2-002 | OPEN PACKING LIST | Kerman Cable Industries | 1040 | meter | 0 | MTR TO C-7501 | ODCC-EL-IGC-0173 | IGC | 2021-11-17 | 1040 | [50 empty] | 1040
2339 | 42 | ECCT1CCB1103FTT | U42-XLSV-01-3-A3-04 | Cable | LV | N2XKYRGBY-O 3*6 MM2 RM (DRUM NO.:14-10619) | 3*6 | 1071-O2-EL-PO-002-6002-A0-2-002 | OPEN PACKING LIST | Kerman Cable Industries | 1002 | meter | 0 |  | ODCC-EL-ARP-0063 | Abad Rahan | 2021-11-23 | 1002 | 1002 | [49 empty] | 1002
2340 | 42 | ECCT1CCB1103FTT | U42-XLSV-01-3-A3-05 | Cable | LV | N2XKYRGBY-O 3*6 MM2 RM (DRUM NO.:14-10614) | 3*6 | 1071-O2-EL-PO-002-6002-A0-2-002 | OPEN PACKING LIST | Kerman Cable Industries | 984 | meter | 0 |  | ODCC-EL-ARP-0063 | Abad Rahan | 2021-11-23 | 984 | 984 | [49 empty] | 984
2341 | 42 | ECCT1CCB1103FTT | U42-XLSV-01-3-A3-06 | Cable | LV | N2XKYRGBY-O 3*6 MM2 RM (DRUM NO.:14-10612) | 3*6 | 1071-O2-EL-PO-002-6002-A0-2-002 | OPEN PACKING LIST | Kerman Cable Industries | 1001 | meter | 0 |  | ODCC-EL-ARP-0063 | Abad Rahan | 2021-11-23 | 1001 | 1001 | [49 empty] | 1001
2342 | 42 | ECCT1CCB1103FTT | U42-XLSV-01-3-A3-07 | Cable | LV | N2XKYRGBY-O 3*6 MM2 RM (DRUM NO.:14-10616) | 3*6 | 1071-O2-EL-PO-002-6002-A0-2-002 | OPEN PACKING LIST | Kerman Cable Industries | 1024 | meter | 0 | MTR TO C-7501 | ODCC-EL-IGC-0173 | IGC | 2021-11-17 | 1024 | [50 empty] | 1024
2343 | 42 | ECCT1CCB1103FTT | U42-XLSV-01-3-A3-08 | Cable | LV | N2XKYRGBY-O 3*6 MM2 RM (DRUM NO.:14-10617) | 3*6 | 1071-O2-EL-PO-002-6002-A0-2-002 | OPEN PACKING LIST | Kerman Cable Industries | 1035 | meter | 0 | MTR TO C-7501 | ODCC-EL-IGC-0173 | IGC | 2021-11-17 | 1035 | [50 empty] | 1035
2344 | 42 | ECCT1CCB1103FTT | U42-XLSV-01-3-A3-09 | Cable | LV | N2XKYRGBY-O 3*6 MM2 RM (DRUM NO.:14-10648) | 3*6 | 1071-O2-EL-PO-002-6002-A0-2-002 | OPEN PACKING LIST | Kerman Cable Industries | 1000 | meter | 0 |  | ODCC-EL-ARP-0063 | Abad Rahan | 2021-11-23 | 1000 | 1000 | [49 empty] | 1000
2345 | 42 | ECCT1CCB1103FTT | U42-XLSV-01-3-A3-10 | Cable | LV | N2XKYRGBY-O 3*6 MM2 RM (DRUM NO.:14-10615) | 3*6 | 1071-O2-EL-PO-002-6002-A0-2-002 | OPEN PACKING LIST | Kerman Cable Industries | 985 | meter | 0 |  | ODCC-EL-ARP-0063 | Abad Rahan | 2021-11-23 | 985 | 985 | [49 empty] | 985
2346 | 42 | ECCT1CCB1103FTT | U42-XLSV-01-3-A3-11 | Cable | LV | N2XKYRGBY-O 3*6 MM2 RM (DRUM NO.:14-10620) | 3*6 | 1071-O2-EL-PO-002-6002-A0-2-002 | OPEN PACKING LIST | Kerman Cable Industries | 1068 | meter | 0 |  | ODCC-EL-ARP-0063 | Abad Rahan | 2021-11-23 | 1068 | 1068 | [49 empty] | 1068
2347 | 42 | ECCT1CCB1103FTT | U42-XLSV-01-3-A3-12 | Cable | LV | N2XKYRGBY-O 3*6 MM2 RM (DRUM NO.:14-10628) | 3*6 | 1071-O2-EL-PO-002-6002-A0-2-002 | OPEN PACKING LIST | Kerman Cable Industries | 720 | meter | 0 |  | ODCC-EL-ARP-0063 | Abad Rahan | 2021-11-23 | 720 | 720 | [49 empty] | 720
2348 | 42 | ECCT1CCB1103FTT | U42-XLSV-01-3-A3-13 | Cable | LV | N2XKYRGBY-O 3*6 MM2 RM (DRUM NO.:14-10611) | 3*6 | 1071-O2-EL-PO-002-6002-A0-2-002 | OPEN PACKING LIST | Kerman Cable Industries | 1133 | meter | 0 |  | ODCC-EL-ARP-0063 | Abad Rahan | 2021-11-23 | 1133 | 1133 | [49 empty] | 1133
2349 | 35 | ECCT1CCB1104GGT | U35-XLSV-01-4-A4-01 | Cable | LV | N2XKYRGBY-O 4*10 MM2 RM (DRUM NO.:14-10607) | 4*10 | 1071-O2-EL-PO-002-6002-A0-2-002 | OPEN PACKING LIST | Kerman Cable Industries | 714 | meter | 0 |  | ODCC-EL-ARP-0060 | Abad Rahan | 2021-10-05 | 714 | 714 | [49 empty] | 714
2350 | 35 | ECCT1CCB1104GGT | U35-XLSV-01-4-A4-02 | Cable | LV | N2XKYRGBY-O 4*10 MM2 RM (DRUM NO.:14-10608) | 4*10 | 1071-O2-EL-PO-002-6002-A0-2-002 | OPEN PACKING LIST | Kerman Cable Industries | 808 | meter | 0 |  | ODCC-EL-ARP-0060 | Abad Rahan | 2021-10-05 | 808 | 808 | [49 empty] | 808
2351 | 42 | ECCT1CCB1104GGT | U42-XLSV-01-4-A4-01 | Cable | LV | N2XKYRGBY-O 4*10 MM2 RM (DRUM NO.:18-2538) | 4*10 | 1071-O2-EL-PO-002-6002-A0-2-002 | OPEN PACKING LIST | Kerman Cable Industries | 1622 | meter | 0 |  | ODCC-EL-ARP-0061 | Abad Rahan | 2021-10-31 | 1622 | 1622 | [49 empty] | 1622
2352 | 43 | ECCT1CCB1104GGT | U43-XLSV-01-4-A4-01 | Cable | LV | N2XKYRGBY-O 4*10 MM2 RM (DRUM NO.:11-5456) | 4*10 | 1071-O2-EL-PO-002-6002-A0-2-002 | OPEN PACKING LIST | Kerman Cable Industries | 278 | meter | 278 | [55 empty] | 0
2353 | 50 | ECCT1CCB1104GGT | U50-XLSV-01-4-A4-01 | Cable | LV | N2XKYRGBY-O 4*10 MM2 RM (DRUM NO.:16-3650) | 4*10 | 1071-O2-EL-PO-002-6002-A0-2-002 | OPEN PACKING LIST | Kerman Cable Industries | 935 | meter | 0 |  | ODCC-EL-SEK-0002 | SEKAF | 2021-05-17 | 935 | 935 | [49 empty] | 935
2354 | 50 | ECCT1CCB1104GGT | U50-XLSV-01-4-A4-02 | Cable | LV | N2XKYRGBY-O 4*10 MM2 RM (DRUM NO.:16-3652) | 4*10 | 1071-O2-EL-PO-002-6002-A0-2-002 | OPEN PACKING LIST | Kerman Cable Industries | 1135 | meter | 0 |  | ODCC-EL-IGC-0090 | IGC | 2021-05-02 | 1135 | 1135 | IGC=752 m | ODCC-EL-SEK-0004 | Sekaf | 2021-05-25 | 383 | 383 | [37 empty] | ODCC-EL-IGC-0004 | IGC | 2021-05-25 | 383 | 383 |  | 1135
2355 | 50 | ECCT1CCB1104GGT | U50-XLSV-01-4-A4-03 | Cable | LV | N2XKYRGBY-O 4*10 MM2 RM (DRUM NO.:16-3651) | 4*10 | 1071-O2-EL-PO-002-6002-A0-2-002 | OPEN PACKING LIST | Kerman Cable Industries | 925 | meter | 0 |  | ODCC-EL-ARP-0023 | Abad Rahan | 2021-05-17 | 925 | 925 | ARP:745 m | ODCC-EL-EXR-0012 | Exir | 2021-08-11 | 180 | 180 | Exir:180 m | [36 empty] | ODCC-EL-ARP-0004 | Abad Rahan | 2021-08-11 | 180 | 180 |  | 925
2356 | 50 | ECCT1CCB1104GGT | U50-XLSV-01-4-A4-04 | Cable | LV | N2XKYRGBY-O 4*10 MM2 RM (DRUM NO.:14-10651) | 4*10 | 1071-O2-EL-PO-002-6002-A0-2-002 | OPEN PACKING LIST | Kerman Cable Industries | 911 | meter | 0 | MRV | ODCC-EL-EXR-0009 | EXIR | 2021-05-17 | 911 | 911 |  | ODCC-EL-IGC-0184 | IGC | 2021-12-05 | 200 | 200 |  | ODCC-EL-ARP-0073 | Abad Rahan | 2021-12-05 | 135 | 135 | [31 empty] | ODCC-EL-EXR-0005 | Exir | 2021-11-26 | 335 | 335 | IGC=200 ARP=135 | 911
2357 | 50 | ECCT1CCB1104GGT | U50-XLSV-01-4-A4-05 | Cable | LV | N2XKYRGBY-O 4*10 MM2 RM (DRUM NO.:14-10609) | 4*10 | 1071-O2-EL-PO-002-6002-A0-2-002 | OPEN PACKING LIST | Kerman Cable Industries | 712 | meter | 0 |  | ODCC-EL-ARP-0023 | Abad Rahan | 2021-05-17 | 712 | 712 | [49 empty] | 712
2358 | 42 | ECCT1CCB1103GTT | U42-XLSV-01-3-A4-01 | Cable | LV | N2XKYRGBY-O 3*10 MM2 RM (DRUM NO.:14-10649) | 3*10 | 1071-O2-EL-PO-002-6002-A0-2-002 | OPEN PACKING LIST | Kerman Cable Industries | 751 | meter | 0 | MTR TO C-7501 230MT MRV TO ARP | ODCC-EL-IGC-0173 | IGC | 2021-11-17 | 751 |  |  | ODCC-EL-ARP-0078 | Abad Rahan | 2022-01-01 | 230 | 230 | [37 empty] | ODCC-EL-IGC-0014 | IGC | 2021-12-04 | 230 | 230 | MTR TO ARP | 751
2359 | 44 | ECCT1CCB1103GTT | U44-XLSV-01-3-A4-01 | Cable | LV | N2XKYRGBY-O 3*10 MM2 RM (DRUM NO.:11-5469) | 3*10 | 1071-O2-EL-PO-002-6002-A0-2-002 | OPEN PACKING LIST | Kerman Cable Industries | 211 | meter | 0 |  | ODCC-EL-ARP-0058 | Abad Rahan | 2021-09-29 | 211 | 211 | [49 empty] | 211
2360 | 35 | ECCT1CCB1103GGG | U35-XLSV-01-3-A4-01 | Cable | LV | N2XKYRGBY-J 3*10 MM2 RM (DRUM NO.:9-10668) | 3*10 | 1071-O2-EL-PO-002-6002-A0-2-002 | OPEN PACKING LIST | Kerman Cable Industries | 141 | meter | 141 | [55 empty] | 0
2361 | 42 | ECCT1CCB1103GGG | U42-XLSV-01-3-A4-02 | Cable | LV | N2XKYRGBY-J 3*10 MM2 RM (DRUM NO.:10-5453) | 3*10 | 1071-O2-EL-PO-002-6002-A0-2-002 | OPEN PACKING LIST | Kerman Cable Industries | 285 | meter | 0 |  | ODCC-EL-ARP-0063 | Abad Rahan | 2021-11-23 | 285 | 285 | [49 empty] | 285
2362 | 61 | ECCT1CCB1103GGG | U61-XLSV-01-3-A4-01 | Cable | LV | N2XKYRGBY-J 3*10 MM2 RM (DRUM NO.:14-10650) | 3*10 | 1071-O2-EL-PO-002-6002-A0-2-002 | OPEN PACKING LIST | Kerman Cable Industries | 819 | meter | 0 |  | ODCC-EL-ARP-0030 | Abad Rahan | 2021-05-28 | 819 | 819 | [49 empty] | 819
2363 | 35 | ECCV1CCB1103FFF | U35-XSV-01-3-A3-01 | Cable | LV | N2XRGBY-J 3*6 MM2 RM (DRUM NO.:8-15493) | 3*6 | 1071-O2-EL-PO-002-6002-A0-2-002 | OPEN PACKING LIST | Kerman Cable Industries | 330 | meter | 330 | [55 empty] | 0
2364 | 35 | ECCV1CCB1103FFF | U35-XSV-01-3-A3-02 | Cable | LV | N2XRGBY-J 3*6 MM2 RM (DRUM NO.:12-4968) | 3*6 | 1071-O2-EL-PO-002-6002-A0-2-002 | OPEN PACKING LIST | Kerman Cable Industries | 885 | meter | 885 | [55 empty] | 0
2365 | 42 | ECCV1CCB1103FFF | U42-XSV-01-3-A3-01 | Cable | LV | N2XRGBY-J 3*6 MM2 RM (DRUM NO.:14-10602) | 3*6 | 1071-O2-EL-PO-002-6002-A0-2-002 | OPEN PACKING LIST | Kerman Cable Industries | 1150 | meter | 0 |  | ODCC-EL-ARP-0046 | Abad Rahan | 2021-07-14 | 1150 | 1150 | [49 empty] | 1150
2366 | 43 | ECCV1CCB1103FFF | U43-XSV-01-3-A3-01 | Cable | LV | N2XRGBY-J 3*6 MM2 RM (DRUM NO.:8-15492) | 3*6 | 1071-O2-EL-PO-002-6002-A0-2-002 | OPEN PACKING LIST | Kerman Cable Industries | 266 | meter | 0 |  | ODCC-EL-ARP-0052 | Abad Rahan | 2021-07-25 | 266 | 266 | [49 empty] | 266
2367 | 44 | ECCV1CCB1103FFF | U44-XSV-01-3-A3-01 | Cable | LV | N2XRGBY-J 3*6 MM2 RM (DRUM NO.:9-10658) | 3*6 | 1071-O2-EL-PO-002-6002-A0-2-002 | OPEN PACKING LIST | Kerman Cable Industries | 440 | meter | 0 |  | ODCC-EL-ARP-0046 | Abad Rahan | 2021-07-14 | 440 | 440 | [49 empty] | 440
2368 | 35 | ECCV1CCB1103EEE | U35-XSV-01-3-A2-01 | Cable | LV | N2XRGBY-J 3*4 MM2 RM (DRUM NO.:7-16627) | 3*4 | 1071-O2-EL-PO-002-6002-A0-2-002 | OPEN PACKING LIST | Kerman Cable Industries | 201 | meter | 201 | [55 empty] | 0
2369 | 42 | ECCV1CCB1103EEE | U42-XSV-01-3-A2-01 | Cable | LV | N2XRGBY-J 3*4 MM2 RM (DRUM NO.:7-16628) | 3*4 | 1071-O2-EL-PO-002-6002-A0-2-002 | OPEN PACKING LIST | Kerman Cable Industries | 155 | meter | 0 |  | ODCC-EL-ARP-0046 | Abad Rahan | 2021-07-14 | 155 | 155 | [49 empty] | 155
2370 | 43 | ECCV1CCB1103EEE | U43-XSV-01-3-A2-01 | Cable | LV | N2XRGBY-J 3*4 MM2 RM (DRUM NO.:5-1257) | 3*4 | 1071-O2-EL-PO-002-6002-A0-2-002 | OPEN PACKING LIST | Kerman Cable Industries | 36 | meter | 0 |  | ODCC-EL-ARP-0052 | Abad Rahan | 2021-07-25 | 36 | 36 | [49 empty] | 36
2371 | 44 | ECCV1CCB1103EEE | U44-XSV-01-3-A2-01 | Cable | LV | N2XRGBY-J 3*4 MM2 RM (DRUM NO.:6-2515) | 3*4 | 1071-O2-EL-PO-002-6002-A0-2-002 | OPEN PACKING LIST | Kerman Cable Industries | 113 | meter | 0 |  | ODCC-EL-ARP-0046 | Abad Rahan | 2021-07-14 | 113 | 113 | [49 empty] | 113
2372 | 35 | ECCV1CCB1103DDD | U35-XSV-01-3-A1-01 | Cable | LV | N2XRGBY-J 3*2.5 MM2 RM (DRUM NO.:7-16629) | 3*2.5 | 1071-O2-EL-PO-002-6002-A0-2-002 | OPEN PACKING LIST | Kerman Cable Industries | 226 | meter | 226 | [55 empty] | 0
2373 | 42 | ECCV1CCB1103DDD | U42-XSV-01-3-A1-01 | Cable | LV | N2XRGBY-J 3*2.5 MM2 RM (DRUM NO.:8-15494) | 3*2.5 | 1071-O2-EL-PO-002-6002-A0-2-002 | OPEN PACKING LIST | Kerman Cable Industries | 375 | meter | 0 |  | ODCC-EL-ARP-0046 | Abad Rahan | 2021-07-14 | 375 | 375 | [49 empty] | 375
2374 | 43 | ECCV1CCB1103DDD | U43-XSV-01-3-A1-01 | Cable | LV | N2XRGBY-J 3*2.5 MM2 RM (DRUM NO.:7-16630) | 3*2.5 | 1071-O2-EL-PO-002-6002-A0-2-002 | OPEN PACKING LIST | Kerman Cable Industries | 257 | meter | 0 |  | ODCC-EL-ARP-0052 | Abad Rahan | 2021-07-25 | 257 | 257 | [49 empty] | 257
2375 | 44 | ECCV1CCB1103DDD | U44-XSV-01-3-A1-01 | Cable | LV | N2XRGBY-J 3*2.5 MM2 RM (DRUM NO.:9-10660) | 3*2.5 | 1071-O2-EL-PO-002-6002-A0-2-002 | OPEN PACKING LIST | Kerman Cable Industries | 545 | meter | 0 |  | ODCC-EL-ARP-0046 | Abad Rahan | 2021-07-14 | 545 | 545 | [49 empty] | 545
2376 | 61 | ECCV1CCB1103DDD | U61-XSV-01-3-A1-01 | Cable | LV | N2XRGBY-J 3*2.5 MM2 RM (DRUM NO.:9-10659) | 3*2.5 | 1071-O2-EL-PO-002-6002-A0-2-002 | OPEN PACKING LIST | Kerman Cable Industries | 495 | meter | 0 |  | ODCC-EL-ARP-0030 | Abad Rahan | 2021-05-28 | 495 | 495 | [49 empty] | 495
2377 | 42 | ECCT1CCB1104FFF | U42-XLSV-01-4-A3-04 | Cable | LV | N2XKYRGBY-J 4*6 MM2 RM (DRUM NO.:9-10665) | 4*6 | 1071-O2-EL-PO-002-6002-A0-2-002 | OPEN PACKING LIST | Kerman Cable Industries | 41 | meter | 0 |  | ODCC-EL-ARP-0063 | Abad Rahan | 2021-11-23 | 41 | 41 | [49 empty] | 41
2378 | 43 | ECCT1CCB1104FFF | U43-XLSV-01-4-A3-01 | Cable | LV | N2XKYRGBY-J 4*6 MM2 RM (DRUM NO.:9-10667) | 4*6 | 1071-O2-EL-PO-002-6002-A0-2-002 | OPEN PACKING LIST | Kerman Cable Industries | 98 | meter | 98 | [55 empty] | 0
2379 | 61 | ECCT1CCB1104FFF | U61-XLSV-01-4-A3-01 | Cable | LV | N2XKYRGBY-J 4*6 MM2 RM (DRUM NO.:9-10666) | 4*6 | 1071-O2-EL-PO-002-6002-A0-2-002 | OPEN PACKING LIST | Kerman Cable Industries | 97 | meter | 0 |  | ODCC-EL-ARP-0030 | Abad Rahan | 2021-05-28 | 97 | 97 | [49 empty] | 97
2380 | 42 | ECCV1CCB1104GTG | U42-XLSV-01-4-A4-02 | Cable | LV | N2XKYRGBY-J 4*10 MM2 RM (DRUM NO.:14-10605) | 4*10 | 1071-O2-EL-PO-002-6002-A0-2-002 | OPEN PACKING LIST | Kerman Cable Industries | 560 | meter | 0 |  | ODCC-EL-ARP-0061 | Abad Rahan | 2021-10-31 | 560 | 560 | [49 empty] | 560
2381 | 42 | ECCV1CCB1103GGG | U42-XSV-01-3-A4-01 | Cable | LV | N2XRGBY-J 3*10 MM2 RM (DRUM NO.:7-16631) | 3*10 | 1071-O2-EL-PO-002-6002-A0-2-002 | OPEN PACKING LIST | Kerman Cable Industries | 139 | meter | 0 |  | ODCC-EL-ARP-0052 | Abad Rahan | 2021-07-25 | 139 | 139 | [49 empty] | 139
2382 | 42 | ECDE1CCB1103FTT | U42-XOCLSV-01-3-A3-01 | Cable | LV | N2XCYKYRGBY-J 3*6RM/6 MM2 (DRUM NO.:16-3648) | 3*6 | 1071-O2-EL-PO-002-6002-A0-2-002 | OPEN PACKING LIST | Kerman Cable Industries | 777 | meter | 0 |  | ODCC-EL-ARP-0063 | Abad Rahan | 2021-11-23 | 777 | 777 | [49 empty] | 777
2383 | 42 | ECDE1CCB1103FTT | U42-XOCLSV-01-3-A3-02 | Cable | LV | N2XCYKYRGBY-J 3*6RM/6 MM2 (DRUM NO.:16-3649) | 3*6 | 1071-O2-EL-PO-002-6002-A0-2-002 | OPEN PACKING LIST | Kerman Cable Industries | 777 | meter | 0 |  | ODCC-EL-ARP-0063 | Abad Rahan | 2021-11-23 | 777 | 777 | [49 empty] | 777
2384 | 42 | ECDF2CCB1113DTT | U42-VOCLSV-01-12-A1-01 | Cable | Control | NYCYKYRGBY-O 12*2.5RM/4MM2 (DRUM NO.:14-10652) | 12*2.5 | 1071-O2-EL-PO-002-6002-A0-2-002 | OPEN PACKING LIST | Kerman Cable Industries | 776 | meter | 0 |  | ODCC-EL-ARP-0063 | Abad Rahan | 2021-11-23 | 776 | 776 | [49 empty] | 776
2385 | 42 | ECDF2CCB1113DTT | U42-VOCLSV-01-12-A1-02 | Cable | Control | NYCYKYRGBY-O 12*2.5RM/4MM2 (DRUM NO.:14-10653) | 12*2.5 | 1071-O2-EL-PO-002-6002-A0-2-002 | OPEN PACKING LIST | Kerman Cable Industries | 780 | meter | 0 |  | ODCC-EL-ARP-0063 | Abad Rahan | 2021-11-23 | 780 | 780 | [49 empty] | 780
2386 | 42 | ECDF2CCB1113DTT | U42-VOCLSV-01-12-A1-03 | Cable | Control | NYCYKYRGBY-O 12*2.5RM/4MM3 (DRUM NO.:14-10662) | 12*2.5 | 1071-O2-EL-PO-002-6002-A0-2-002 | OPEN PACKING LIST | Kerman Cable Industries | 490 | meter | 0 |  | ODCC-EL-ARP-0061 | Abad Rahan | 2021-10-31 | 490 | 490 | [49 empty] | 490
2387 | 42 | ECDF2CCB1113DTT | U42-VOCLSV-01-12-A1-04 | Cable | Control | NYCYKYRGBY-O 12*2.5RM/4MM4 (DRUM NO.:14-10661) | 12*2.5 | 1071-O2-EL-PO-002-6002-A0-2-002 | OPEN PACKING LIST | Kerman Cable Industries | 509 | meter | 0 |  | ODCC-EL-ARP-0061 | Abad Rahan | 2021-10-31 | 509 | 509 | [49 empty] | 509
2388 | 42 | ECDF2CCB1113DTT | U42-VOCLSV-01-12-A1-05 | Cable | Control | NYCYKYRGBY-O 12*2.5RM/4MM5 (DRUM NO.:14-10660) | 12*2.5 | 1071-O2-EL-PO-002-6002-A0-2-002 | OPEN PACKING LIST | Kerman Cable Industries | 535 | meter | 0 |  | ODCC-EL-ARP-0061 | Abad Rahan | 2021-10-31 | 535 | 535 | [49 empty] | 535
2389 | 42 | ECDF2CCB1113DTT | U42-VOCLSV-01-12-A1-06 | Cable | Control | NYCYKYRGBY-O 12*2.5RM/4MM6 (DRUM NO.:14-10659) | 12*2.5 | 1071-O2-EL-PO-002-6002-A0-2-002 | OPEN PACKING LIST | Kerman Cable Industries | 556 | meter | 0 |  | ODCC-EL-ARP-0061 | Abad Rahan | 2021-10-31 | 556 | 556 | [49 empty] | 556
2390 | 61 | ECCV1CCB1103FTT | U61-XSV-01-3-A3-01 | Cable | LV | N2XRGBY-O 3*6 MM2 RM (DRUM NO.:10-5444) | 3*6 | 1071-O2-EL-PO-002-6002-A0-2-002 | OPEN PACKING LIST | Kerman Cable Industries | 485 | meter | 0 |  | ODCC-EL-ARP-0030 | Abad Rahan | 2021-05-28 | 485 | 485 | [49 empty] | 485
2391 | 50 | ECCV1CCB1103DDD | U50-XSV-01-3-A1-01 | Cable | LV | N2XRGBY-O 3*2.5 MM2 RM (DRUM NO.:11-5452) | 3*2.5 | 1071-O2-EL-PO-002-6002-A0-2-002 | OPEN PACKING LIST | Kerman Cable Industries | 1260 | meter | 0 |  | ODCC-EL-IGC-0094 | IGC | 2021-05-03 | 1260 | 1260 | IGC=600 m | ODCC-EL-ARP-0025 | Abad Rahan | 2021-05-24 | 660 | 660 | [37 empty] | ODCC-EL-IGC-0004 | IGC | 2021-05-25 | 660 | 660 |  | 1260
2392 | 50 | ECCV1CCB1103DDD | U50-XSV-01-3-A1-02 | Cable | LV | N2XRGBY-O 3*2.5 MM2 RM (DRUM NO.:11-5453) | 3*2.5 | 1071-O2-EL-PO-002-6002-A0-2-002 | OPEN PACKING LIST | Kerman Cable Industries | 1260 | meter | 0 |  | ODCC-EL-EXR-0009 | EXIR | 2021-05-17 | 1260 | 1260 |  | ODCC-EL-SEK-0005 | Sekaf | 2021-09-07 | 550 | 550 | [37 empty] | ODCC-EL-EXR-0001 | Exir | 2021-06-03 | 550 | 550 |  | 1260
2393 | 45 | ECCR2CCB1118DTT | U45-VLSV-01-20-A1-01 | Cable | Control | NYKYRGBY-O 20*2.5 MM2 RM (DRUM NO.:22-415) | 20*2.5 | 1071-O2-EL-PO-002-6002-A0-2-002 | OPEN PACKING LIST | Kerman Cable Industries | 1750 | meter | 0 | IGC | ODCC-EL-IGC-0115 | IGC | 2021-06-09 | 1750 | 1750 | SS-40-09 | [48 empty] | 1750
2394 | 45 | ECCR2CCB1118DTT | U45-VLSV-01-20-A1-02 | Cable | Control | NYKYRGBY-O 20*2.5 MM2 RM (DRUM NO.:22-416) | 20*2.5 | 1071-O2-EL-PO-002-6002-A0-2-002 | OPEN PACKING LIST | Kerman Cable Industries | 1750 | meter | 0 | IGC | ODCC-EL-IGC-0115 | IGC | 2021-06-09 | 1750 | 1750 | SS-40-09 | [48 empty] | 1750
2395 | 45 | ECCR2CCB1118DTT | U45-VLSV-01-20-A1-03 | Cable | Control | NYKYRGBY-O 20*2.5 MM2 RM (DRUM NO.:25-41) | 20*2.5 | 1071-O2-EL-PO-002-6002-A0-2-002 | OPEN PACKING LIST | Kerman Cable Industries | 2111 | meter | 0 | Abad Rahan | ODCC-EL-ARP-0037 | Abad Rahan | 2021-06-21 | 2111 | 2111 | [49 empty] | 2111
2396 | 45 | ECCR2CCB1118DTT | U45-VLSV-01-20-A1-04 | Cable | Control | NYKYRGBY-O 20*2.5 MM2 RM (DRUM NO.:25-42) | 20*2.5 | 1071-O2-EL-PO-002-6002-A0-2-002 | OPEN PACKING LIST | Kerman Cable Industries | 2099 | meter | 0 | Abad Rahan | ODCC-EL-ARP-0037 | Abad Rahan | 2021-06-21 | 2099 | 2099 | [49 empty] | 2099
2397 | 45 | ECCR2CCB1118DTT | U45-VLSV-01-20-A1-07 | Cable | Control | NYKYRGBY-O 20*2.5 MM2 RM (DRUM NO.:25-44) | 20*2.5 | 1071-O2-EL-PO-002-6002-A0-2-002 | OPEN PACKING LIST | Kerman Cable Industries | 2120 | meter | 0 | Abad Rahan | ODCC-EL-ARP-0055 | Abad Rahan | 2021-09-10 | 2120 | 2120 | [49 empty] | 2120
2398 | 45 | ECCR2CCB1118DTT | U45-VLSV-01-20-A1-08 | Cable | Control | NYKYRGBY-O 20*2.5 MM2 RM (DRUM NO.:25-45) | 20*2.5 | 1071-O2-EL-PO-002-6002-A0-2-002 | OPEN PACKING LIST | Kerman Cable Industries | 2103 | meter | 0 | Abad Rahan | ODCC-EL-ARP-0055 | Abad Rahan | 2021-09-10 | 2103 | 2103 | [49 empty] | 2103
2399 | 45 | ECCR2CCB1118DTT | U45-VLSV-01-20-A1-09 | Cable | Control | NYKYRGBY-O 20*2.5 MM2 RM (DRUM NO.:25-43) | 20*2.5 | 1071-O2-EL-PO-002-6002-A0-2-002 | OPEN PACKING LIST | Kerman Cable Industries | 1925 | meter | 0 | Abad Rahan | ODCC-EL-ARP-0055 | Abad Rahan | 2021-09-10 | 1925 | 1925 | [49 empty] | 1925
2400 | 45 | ECCR2CCB1118DTT | U45-VLSV-01-20-A1-10 | Cable | Control | NYKYRGBY-O 20*2.5 MM2 RM (DRUM NO.:14-10647) | 20*2.5 | 1071-O2-EL-PO-002-6002-A0-2-002 | OPEN PACKING LIST | Kerman Cable Industries | 530 | meter | 0 | Abad Rahan | ODCC-EL-ARP-0060 | Abad Rahan | 2021-10-05 | 530 | 530 | [49 empty] | 530
2401 | 45 | ECCR2CCB1118DTT | U45-VLSV-01-20-A1-11 | Cable | Control | NYKYRGBY-O 20*2.5 MM2 RM (DRUM NO.:14-10640) | 20*2.5 | 1071-O2-EL-PO-002-6002-A0-2-002 | OPEN PACKING LIST | Kerman Cable Industries | 462 | meter | 0 | Abad Rahan | ODCC-EL-ARP-0060 | Abad Rahan | 2021-10-05 | 462 | 462 | [49 empty] | 462
2402 | 45 | ECCR2CCB1118DTT | U45-VLSV-01-20-A1-13 | Cable | Control | NYKYRGBY-O 20*2.5 MM2 RM (DRUM NO.:18-2539) | 20*2.5 | 1071-O2-EL-PO-002-6002-A0-2-002 | OPEN PACKING LIST | Kerman Cable Industries | 1405 | meter | 0 | IGC | ODCC-EL-IGC-0201 | IGC | 2021-12-27 | 1405 | 1405 | [49 empty] | 1405
2403 | 42 | ECCV1CCB1104DDD | U42-XSV-01-4-A1-01 | Cable | LV | N2XRGBY-J 4*2.5 MM2 RM (DRUM NO.:5-1256) | 4*2.5 | 1071-O2-EL-PO-002-6002-A0-2-002 | OPEN PACKING LIST | Kerman Cable Industries | 26 | meter | 0 |  | ODCC-EL-ARP-0052 | Abad Rahan | 2021-07-25 | 26 | 26 | [49 empty] | 26
2404 | 43 | ECCV1CCB1104DDD | U43-XSV-01-4-A1-01 | Cable | LV | N2XRGBY-J 4*2.5 MM2 RM (DRUM NO.:5-1254) | 4*2.5 | 1071-O2-EL-PO-002-6002-A0-2-002 | OPEN PACKING LIST | Kerman Cable Industries | 52 | meter | 0 |  | ODCC-EL-ARP-0052 | Abad Rahan | 2021-07-25 | 52 | 52 | [49 empty] | 52
2405 | 61 | ECCV1CCB1104DDD | U61-XSV-01-4-A1-01 | Cable | LV | N2XRGBY-J 4*2.5 MM2 RM (DRUM NO.:5-1255) | 4*2.5 | 1071-O2-EL-PO-002-6002-A0-2-002 | OPEN PACKING LIST | Kerman Cable Industries | 79 | meter | 0 |  | ODCC-EL-ARP-0030 | Abad Rahan | 2021-05-28 | 79 | 79 | [49 empty] | 79
2406 | 42 | ECCV1CCB1104FFF | U42-XSV-01-4-A3-01 | Cable | LV | N2XRGBY-J 4*6 MM2 RM (DRUM NO.:9-10661) | 4*6 | 1071-O2-EL-PO-002-6002-A0-2-002 | OPEN PACKING LIST | Kerman Cable Industries | 257 | meter | 0 |  | ODCC-EL-ARP-0052 | Abad Rahan | 2021-07-25 | 257 | 257 | [49 empty] | 257
2407 | 43 | ECCV1CCB1104FFF | U43-XSV-01-4-A3-01 | Cable | LV | N2XRGBY-J 4*6 MM2 RM (DRUM NO.:6-2516) | 4*6 | 1071-O2-EL-PO-002-6002-A0-2-002 | OPEN PACKING LIST | Kerman Cable Industries | 56 | meter | 0 |  | ODCC-EL-ARP-0052 | Abad Rahan | 2021-07-25 | 56 | 56 | [49 empty] | 56
2408 | 61 | ECCV1CCB1104FFF | U61-XSV-01-4-A3-01 | Cable | LV | N2XRGBY-J 4*6 MM2 RM (DRUM NO.:8-15495) | 4*6 | 1071-O2-EL-PO-002-6002-A0-2-002 | OPEN PACKING LIST | Kerman Cable Industries | 184 | meter | 0 |  | ODCC-EL-ARP-0030 | Abad Rahan | 2021-05-28 | 184 | 184 | [49 empty] | 184
2409 | SS-40-09 | EE-4809TR5102A |  | Transformer | Transformer | Radiator 1000*16 | 33/0.42 | 1071-O2-EL-PO-006-6502-A0-0-002 | OPEN PACKING LIST | ARYA TRANSFO-SHARGH | 7 | PCS | 0 |  | ODCC-EL-IGC-0147 | IGC | 2021-08-22 | 7 | 7 | [49 empty] | 7
2410 | SS-40-09 | EE-4809TR5102A |  | Transformer | Transformer | HV Cable Box | 33/0.42 | 1071-O2-EL-PO-006-6502-A0-0-002 | OPEN PACKING LIST | ARYA TRANSFO-SHARGH | 1 | PCS | 0 |  | ODCC-EL-IGC-0147 | IGC | 2021-08-22 | 1 | 1 | [49 empty] | 1
2411 | SS-40-09 | EE-4809TR5102A |  | Transformer | Transformer | LV Cable Box | 33/0.42 | 1071-O2-EL-PO-006-6502-A0-0-002 | OPEN PACKING LIST | ARYA TRANSFO-SHARGH | 1 | PCS | 0 |  | ODCC-EL-IGC-0147 | IGC | 2021-08-22 | 1 | 1 | [49 empty] | 1
2412 | SS-40-09 | EE-4809TR5102A |  | Transformer | Transformer | Oil | 33/0.42 | 1071-O2-EL-PO-006-6502-A0-0-002 | OPEN PACKING LIST | ARYA TRANSFO-SHARGH | 402 | Kg | 0 |  | ODCC-EL-IGC-0147 | IGC | 2021-08-22 | 402 | 402 | [49 empty] | 402
2413 | SS-40-09 | EE-4809TR5102A |  | Transformer | Transformer | Dehydrating Breather | 33/0.42 | 1071-O2-EL-PO-006-6502-A0-0-002 | OPEN PACKING LIST | ARYA TRANSFO-SHARGH | 0.5 | Kg | 0 |  | ODCC-EL-IGC-0147 | IGC | 2021-08-22 | 0.5 | 0.5 | [49 empty] | 0.5
2414 | SS-40-09 | EE-4809TR5102A |  | Transformer | Transformer | Painting RAL 7032 | 33/0.42 | 1071-O2-EL-PO-006-6502-A0-0-002 | OPEN PACKING LIST | ARYA TRANSFO-SHARGH | 0.5 | Kg | 0 |  | ODCC-EL-IGC-0147 | IGC | 2021-08-22 | 0.5 | 0.5 | [49 empty] | 0.5
2415 | SS-40-09 | EE-4809TR5102A |  | Transformer | Transformer | C.T 2N | 33/0.42 | 1071-O2-EL-PO-006-6502-A0-0-002 | OPEN PACKING LIST | ARYA TRANSFO-SHARGH | 1 | PCS | 0 |  | ODCC-EL-IGC-0147 | IGC | 2021-08-22 | 1 | 1 | [49 empty] | 1
2416 | SS-40-09 | EE-4809TR5102A |  | Transformer | Transformer | Insulation Support 36 KV | 33/0.42 | 1071-O2-EL-PO-006-6502-A0-0-002 | OPEN PACKING LIST | ARYA TRANSFO-SHARGH | 3 | PCS | 0 |  | ODCC-EL-IGC-0147 | IGC | 2021-08-22 | 3 | 3 | [49 empty] | 3
2417 | SS-40-09 | EE-4809TR5102B |  | Transformer | Transformer | Radiator 1000*16 | 33/0.42 | 1071-O2-EL-PO-006-6502-A0-0-002 | OPEN PACKING LIST | ARYA TRANSFO-SHARGH | 7 | PCS | 0 |  | ODCC-EL-IGC-0147 | IGC | 2021-08-22 | 7 | 7 | [49 empty] | 7
2418 | SS-40-09 | EE-4809TR5102B |  | Transformer | Transformer | HV Cable Box | 33/0.42 | 1071-O2-EL-PO-006-6502-A0-0-002 | OPEN PACKING LIST | ARYA TRANSFO-SHARGH | 1 | PCS | 0 |  | ODCC-EL-IGC-0147 | IGC | 2021-08-22 | 1 | 1 | [49 empty] | 1
2419 | SS-40-09 | EE-4809TR5102B |  | Transformer | Transformer | LV Cable Box | 33/0.42 | 1071-O2-EL-PO-006-6502-A0-0-002 | OPEN PACKING LIST | ARYA TRANSFO-SHARGH | 1 | PCS | 0 |  | ODCC-EL-IGC-0147 | IGC | 2021-08-22 | 1 | 1 | [49 empty] | 1
2420 | SS-40-09 | EE-4809TR5102B |  | Transformer | Transformer | Oil | 33/0.42 | 1071-O2-EL-PO-006-6502-A0-0-002 | OPEN PACKING LIST | ARYA TRANSFO-SHARGH | 402 | Kg | 0 |  | ODCC-EL-IGC-0147 | IGC | 2021-08-22 | 402 | 402 | [49 empty] | 402
2421 | SS-40-09 | EE-4809TR5102B |  | Transformer | Transformer | Dehydrating Breather | 33/0.42 | 1071-O2-EL-PO-006-6502-A0-0-002 | OPEN PACKING LIST | ARYA TRANSFO-SHARGH | 0.5 | Kg | 0 |  | ODCC-EL-IGC-0147 | IGC | 2021-08-22 | 0.5 | 0.5 | [49 empty] | 0.5
2422 | SS-40-09 | EE-4809TR5102B |  | Transformer | Transformer | Painting RAL 7032 | 33/0.42 | 1071-O2-EL-PO-006-6502-A0-0-002 | OPEN PACKING LIST | ARYA TRANSFO-SHARGH | 0.5 | Kg | 0 |  | ODCC-EL-IGC-0147 | IGC | 2021-08-22 | 0.5 | 0.5 | [49 empty] | 0.5
2423 | SS-40-09 | EE-4809TR5102B |  | Transformer | Transformer | C.T 2N | 33/0.42 | 1071-O2-EL-PO-006-6502-A0-0-002 | OPEN PACKING LIST | ARYA TRANSFO-SHARGH | 1 | PCS | 0 |  | ODCC-EL-IGC-0147 | IGC | 2021-08-22 | 1 | 1 | [49 empty] | 1
2424 | SS-40-09 | EE-4809TR5102B |  | Transformer | Transformer | Insulation Support 36 KV | 33/0.42 | 1071-O2-EL-PO-006-6502-A0-0-002 | OPEN PACKING LIST | ARYA TRANSFO-SHARGH | 3 | PCS | 0 |  | ODCC-EL-IGC-0147 | IGC | 2021-08-22 | 3 | 3 | [49 empty] | 3
2425 | SS-40-09 | EE-4809TR5103A |  | Transformer | Transformer | Radiator 1000*16 | 33/0.42 | 1071-O2-EL-PO-006-6502-A0-0-002 | OPEN PACKING LIST | ARYA TRANSFO-SHARGH | 7 | PCS | 0 |  | ODCC-EL-IGC-0147 | IGC | 2021-08-22 | 7 | 7 | [49 empty] | 7
2426 | SS-40-09 | EE-4809TR5103A |  | Transformer | Transformer | HV Cable Box | 33/0.42 | 1071-O2-EL-PO-006-6502-A0-0-002 | OPEN PACKING LIST | ARYA TRANSFO-SHARGH | 1 | PCS | 0 |  | ODCC-EL-IGC-0147 | IGC | 2021-08-22 | 1 | 1 | [49 empty] | 1
2427 | SS-40-09 | EE-4809TR5103A |  | Transformer | Transformer | LV Cable Box | 33/0.42 | 1071-O2-EL-PO-006-6502-A0-0-002 | OPEN PACKING LIST | ARYA TRANSFO-SHARGH | 1 | PCS | 0 |  | ODCC-EL-IGC-0147 | IGC | 2021-08-22 | 1 | 1 | [49 empty] | 1
2428 | SS-40-09 | EE-4809TR5103A |  | Transformer | Transformer | Oil | 33/0.42 | 1071-O2-EL-PO-006-6502-A0-0-002 | OPEN PACKING LIST | ARYA TRANSFO-SHARGH | 402 | Kg | 0 |  | ODCC-EL-IGC-0147 | IGC | 2021-08-22 | 402 | 402 | [49 empty] | 402
2429 | SS-40-09 | EE-4809TR5103A |  | Transformer | Transformer | Dehydrating Breather | 33/0.42 | 1071-O2-EL-PO-006-6502-A0-0-002 | OPEN PACKING LIST | ARYA TRANSFO-SHARGH | 0.5 | Kg | 0 |  | ODCC-EL-IGC-0147 | IGC | 2021-08-22 | 0.5 | 0.5 | [49 empty] | 0.5
2430 | SS-40-09 | EE-4809TR5103A |  | Transformer | Transformer | Painting RAL 7032 | 33/0.42 | 1071-O2-EL-PO-006-6502-A0-0-002 | OPEN PACKING LIST | ARYA TRANSFO-SHARGH | 0.5 | Kg | 0 |  | ODCC-EL-IGC-0147 | IGC | 2021-08-22 | 0.5 | 0.5 | [49 empty] | 0.5
2431 | SS-40-09 | EE-4809TR5103A |  | Transformer | Transformer | C.T 2N | 33/0.42 | 1071-O2-EL-PO-006-6502-A0-0-002 | OPEN PACKING LIST | ARYA TRANSFO-SHARGH | 1 | PCS | 0 |  | ODCC-EL-IGC-0147 | IGC | 2021-08-22 | 1 | 1 | [49 empty] | 1
2432 | SS-40-09 | EE-4809TR5103A |  | Transformer | Transformer | Insulation Support 36 KV | 33/0.42 | 1071-O2-EL-PO-006-6502-A0-0-002 | OPEN PACKING LIST | ARYA TRANSFO-SHARGH | 3 | PCS | 0 |  | ODCC-EL-IGC-0147 | IGC | 2021-08-22 | 3 | 3 | [49 empty] | 3
2433 | SS-40-09 | EE-4809TR5103B |  | Transformer | Transformer | Radiator 1000*16 | 33/0.42 | 1071-O2-EL-PO-006-6502-A0-0-002 | OPEN PACKING LIST | ARYA TRANSFO-SHARGH | 7 | PCS | 0 |  | ODCC-EL-IGC-0147 | IGC | 2021-08-22 | 7 | 7 | [49 empty] | 7
2434 | SS-40-09 | EE-4809TR5103B |  | Transformer | Transformer | HV Cable Box | 33/0.42 | 1071-O2-EL-PO-006-6502-A0-0-002 | OPEN PACKING LIST | ARYA TRANSFO-SHARGH | 1 | PCS | 0 |  | ODCC-EL-IGC-0147 | IGC | 2021-08-22 | 1 | 1 | [49 empty] | 1
2435 | SS-40-09 | EE-4809TR5103B |  | Transformer | Transformer | LV Cable Box | 33/0.42 | 1071-O2-EL-PO-006-6502-A0-0-002 | OPEN PACKING LIST | ARYA TRANSFO-SHARGH | 1 | PCS | 0 |  | ODCC-EL-IGC-0147 | IGC | 2021-08-22 | 1 | 1 | [49 empty] | 1
2436 | SS-40-09 | EE-4809TR5103B |  | Transformer | Transformer | Oil | 33/0.42 | 1071-O2-EL-PO-006-6502-A0-0-002 | OPEN PACKING LIST | ARYA TRANSFO-SHARGH | 402 | Kg | 0 |  | ODCC-EL-IGC-0147 | IGC | 2021-08-22 | 402 | 402 | [49 empty] | 402
2437 | SS-40-09 | EE-4809TR5103B |  | Transformer | Transformer | Dehydrating Breather | 33/0.42 | 1071-O2-EL-PO-006-6502-A0-0-002 | OPEN PACKING LIST | ARYA TRANSFO-SHARGH | 0.5 | Kg | 0 |  | ODCC-EL-IGC-0147 | IGC | 2021-08-22 | 0.5 | 0.5 | [49 empty] | 0.5
2438 | SS-40-09 | EE-4809TR5103B |  | Transformer | Transformer | Painting RAL 7032 | 33/0.42 | 1071-O2-EL-PO-006-6502-A0-0-002 | OPEN PACKING LIST | ARYA TRANSFO-SHARGH | 0.5 | Kg | 0 |  | ODCC-EL-IGC-0147 | IGC | 2021-08-22 | 0.5 | 0.5 | [49 empty] | 0.5
2439 | SS-40-09 | EE-4809TR5103B |  | Transformer | Transformer | C.T 2N | 33/0.42 | 1071-O2-EL-PO-006-6502-A0-0-002 | OPEN PACKING LIST | ARYA TRANSFO-SHARGH | 1 | PCS | 0 |  | ODCC-EL-IGC-0147 | IGC | 2021-08-22 | 1 | 1 | [49 empty] | 1
2440 | SS-40-09 | EE-4809TR5103B |  | Transformer | Transformer | Insulation Support 36 KV | 33/0.42 | 1071-O2-EL-PO-006-6502-A0-0-002 | OPEN PACKING LIST | ARYA TRANSFO-SHARGH | 3 | PCS | 0 |  | ODCC-EL-IGC-0147 | IGC | 2021-08-22 | 3 | 3 | [49 empty] | 3
2441 | SS-40-09 | EE-4809TR5104A |  | Transformer | Transformer | Radiator 1000*16 | 33/0.42 | 1071-O2-EL-PO-006-6502-A0-0-002 | OPEN PACKING LIST | ARYA TRANSFO-SHARGH | 7 | PCS | 0 |  | ODCC-EL-IGC-0147 | IGC | 2021-08-22 | 7 | 7 | [49 empty] | 7
2442 | SS-40-09 | EE-4809TR5104A |  | Transformer | Transformer | HV Cable Box | 33/0.42 | 1071-O2-EL-PO-006-6502-A0-0-002 | OPEN PACKING LIST | ARYA TRANSFO-SHARGH | 1 | PCS | 0 |  | ODCC-EL-IGC-0147 | IGC | 2021-08-22 | 1 | 1 | [49 empty] | 1
2443 | SS-40-09 | EE-4809TR5104A |  | Transformer | Transformer | LV Cable Box | 33/0.42 | 1071-O2-EL-PO-006-6502-A0-0-002 | OPEN PACKING LIST | ARYA TRANSFO-SHARGH | 1 | PCS | 0 |  | ODCC-EL-IGC-0147 | IGC | 2021-08-22 | 1 | 1 | [49 empty] | 1
2444 | SS-40-09 | EE-4809TR5104A |  | Transformer | Transformer | Oil | 33/0.42 | 1071-O2-EL-PO-006-6502-A0-0-002 | OPEN PACKING LIST | ARYA TRANSFO-SHARGH | 402 | Kg | 0 |  | ODCC-EL-IGC-0147 | IGC | 2021-08-22 | 402 | 402 | [49 empty] | 402
2445 | SS-40-09 | EE-4809TR5104A |  | Transformer | Transformer | Dehydrating Breather | 33/0.42 | 1071-O2-EL-PO-006-6502-A0-0-002 | OPEN PACKING LIST | ARYA TRANSFO-SHARGH | 0.5 | Kg | 0 |  | ODCC-EL-IGC-0147 | IGC | 2021-08-22 | 0.5 | 0.5 | [49 empty] | 0.5
2446 | SS-40-09 | EE-4809TR5104A |  | Transformer | Transformer | Painting RAL 7032 | 33/0.42 | 1071-O2-EL-PO-006-6502-A0-0-002 | OPEN PACKING LIST | ARYA TRANSFO-SHARGH | 0.5 | Kg | 0 |  | ODCC-EL-IGC-0147 | IGC | 2021-08-22 | 0.5 | 0.5 | [49 empty] | 0.5
2447 | SS-40-09 | EE-4809TR5104A |  | Transformer | Transformer | C.T 2N | 33/0.42 | 1071-O2-EL-PO-006-6502-A0-0-002 | OPEN PACKING LIST | ARYA TRANSFO-SHARGH | 1 | PCS | 0 |  | ODCC-EL-IGC-0147 | IGC | 2021-08-22 | 1 | 1 | [49 empty] | 1
2448 | SS-40-09 | EE-4809TR5104A |  | Transformer | Transformer | Insulation Support 36 KV | 33/0.42 | 1071-O2-EL-PO-006-6502-A0-0-002 | OPEN PACKING LIST | ARYA TRANSFO-SHARGH | 3 | PCS | 0 |  | ODCC-EL-IGC-0147 | IGC | 2021-08-22 | 3 | 3 | [49 empty] | 3
2449 | SS-40-09 | EE-4809TR5104B |  | Transformer | Transformer | Radiator 1000*16 | 33/0.42 | 1071-O2-EL-PO-006-6502-A0-0-002 | OPEN PACKING LIST | ARYA TRANSFO-SHARGH | 7 | PCS | 0 |  | ODCC-EL-IGC-0147 | IGC | 2021-08-22 | 7 | 7 | [49 empty] | 7
2450 | SS-40-09 | EE-4809TR5104B |  | Transformer | Transformer | HV Cable Box | 33/0.42 | 1071-O2-EL-PO-006-6502-A0-0-002 | OPEN PACKING LIST | ARYA TRANSFO-SHARGH | 1 | PCS | 0 |  | ODCC-EL-IGC-0147 | IGC | 2021-08-22 | 1 | 1 | [49 empty] | 1
2451 | SS-40-09 | EE-4809TR5104B |  | Transformer | Transformer | LV Cable Box | 33/0.42 | 1071-O2-EL-PO-006-6502-A0-0-002 | OPEN PACKING LIST | ARYA TRANSFO-SHARGH | 1 | PCS | 0 |  | ODCC-EL-IGC-0147 | IGC | 2021-08-22 | 1 | 1 | [49 empty] | 1
2452 | SS-40-09 | EE-4809TR5104B |  | Transformer | Transformer | Oil | 33/0.42 | 1071-O2-EL-PO-006-6502-A0-0-002 | OPEN PACKING LIST | ARYA TRANSFO-SHARGH | 402 | Kg | 0 |  | ODCC-EL-IGC-0147 | IGC | 2021-08-22 | 402 | 402 | [49 empty] | 402
2453 | SS-40-09 | EE-4809TR5104B |  | Transformer | Transformer | Dehydrating Breather | 33/0.42 | 1071-O2-EL-PO-006-6502-A0-0-002 | OPEN PACKING LIST | ARYA TRANSFO-SHARGH | 0.5 | Kg | 0 |  | ODCC-EL-IGC-0147 | IGC | 2021-08-22 | 0.5 | 0.5 | [49 empty] | 0.5
2454 | SS-40-09 | EE-4809TR5104B |  | Transformer | Transformer | Painting RAL 7032 | 33/0.42 | 1071-O2-EL-PO-006-6502-A0-0-002 | OPEN PACKING LIST | ARYA TRANSFO-SHARGH | 0.5 | Kg | 0 |  | ODCC-EL-IGC-0147 | IGC | 2021-08-22 | 0.5 | 0.5 | [49 empty] | 0.5
2455 | SS-40-09 | EE-4809TR5104B |  | Transformer | Transformer | C.T 2N | 33/0.42 | 1071-O2-EL-PO-006-6502-A0-0-002 | OPEN PACKING LIST | ARYA TRANSFO-SHARGH | 1 | PCS | 0 |  | ODCC-EL-IGC-0147 | IGC | 2021-08-22 | 1 | 1 | [49 empty] | 1
2456 | SS-40-09 | EE-4809TR5104B |  | Transformer | Transformer | Insulation Support 36 KV | 33/0.42 | 1071-O2-EL-PO-006-6502-A0-0-002 | OPEN PACKING LIST | ARYA TRANSFO-SHARGH | 3 | PCS | 0 |  | ODCC-EL-IGC-0147 | IGC | 2021-08-22 | 3 | 3 | [49 empty] | 3
2457 | SS-40-09 | EE-4809TR5501A |  | Transformer | Transformer | Radiator 1000*16 | 33/0.42 | 1071-O2-EL-PO-006-6502-A0-0-002 | OPEN PACKING LIST | ARYA TRANSFO-SHARGH | 7 | PCS | 0 |  | ODCC-EL-IGC-0147 | IGC | 2021-08-22 | 7 | 7 | [49 empty] | 7
2458 | SS-40-09 | EE-4809TR5501A |  | Transformer | Transformer | HV Cable Box | 33/0.42 | 1071-O2-EL-PO-006-6502-A0-0-002 | OPEN PACKING LIST | ARYA TRANSFO-SHARGH | 1 | PCS | 0 |  | ODCC-EL-IGC-0147 | IGC | 2021-08-22 | 1 | 1 | [49 empty] | 1
2459 | SS-40-09 | EE-4809TR5501A |  | Transformer | Transformer | LV Cable Box | 33/0.42 | 1071-O2-EL-PO-006-6502-A0-0-002 | OPEN PACKING LIST | ARYA TRANSFO-SHARGH | 1 | PCS | 0 |  | ODCC-EL-IGC-0147 | IGC | 2021-08-22 | 1 | 1 | [49 empty] | 1
2460 | SS-40-09 | EE-4809TR5501A |  | Transformer | Transformer | Oil | 33/0.42 | 1071-O2-EL-PO-006-6502-A0-0-002 | OPEN PACKING LIST | ARYA TRANSFO-SHARGH | 402 | Kg | 0 |  | ODCC-EL-IGC-0147 | IGC | 2021-08-22 | 402 | 402 | [49 empty] | 402
2461 | SS-40-09 | EE-4809TR5501A |  | Transformer | Transformer | Dehydrating Breather | 33/0.42 | 1071-O2-EL-PO-006-6502-A0-0-002 | OPEN PACKING LIST | ARYA TRANSFO-SHARGH | 0.5 | Kg | 0 |  | ODCC-EL-IGC-0147 | IGC | 2021-08-22 | 0.5 | 0.5 | [49 empty] | 0.5
2462 | SS-40-09 | EE-4809TR5501A |  | Transformer | Transformer | Painting RAL 7032 | 33/0.42 | 1071-O2-EL-PO-006-6502-A0-0-002 | OPEN PACKING LIST | ARYA TRANSFO-SHARGH | 0.5 | Kg | 0 |  | ODCC-EL-IGC-0147 | IGC | 2021-08-22 | 0.5 | 0.5 | [49 empty] | 0.5
2463 | SS-40-09 | EE-4809TR5501A |  | Transformer | Transformer | C.T 2N | 33/0.42 | 1071-O2-EL-PO-006-6502-A0-0-002 | OPEN PACKING LIST | ARYA TRANSFO-SHARGH | 1 | PCS | 0 |  | ODCC-EL-IGC-0147 | IGC | 2021-08-22 | 1 | 1 | [49 empty] | 1
2464 | SS-40-09 | EE-4809TR5501A |  | Transformer | Transformer | Insulation Support 36 KV | 33/0.42 | 1071-O2-EL-PO-006-6502-A0-0-002 | OPEN PACKING LIST | ARYA TRANSFO-SHARGH | 3 | PCS | 0 |  | ODCC-EL-IGC-0147 | IGC | 2021-08-22 | 3 | 3 | [49 empty] | 3
2465 | SS-40-09 | EE-4809TR5501B |  | Transformer | Transformer | Radiator 1000*16 | 33/0.42 | 1071-O2-EL-PO-006-6502-A0-0-002 | OPEN PACKING LIST | ARYA TRANSFO-SHARGH | 7 | PCS | 0 |  | ODCC-EL-IGC-0147 | IGC | 2021-08-22 | 7 | 7 | [49 empty] | 7
2466 | SS-40-09 | EE-4809TR5501B |  | Transformer | Transformer | HV Cable Box | 33/0.42 | 1071-O2-EL-PO-006-6502-A0-0-002 | OPEN PACKING LIST | ARYA TRANSFO-SHARGH | 1 | PCS | 0 |  | ODCC-EL-IGC-0147 | IGC | 2021-08-22 | 1 | 1 | [49 empty] | 1
2467 | SS-40-09 | EE-4809TR5501B |  | Transformer | Transformer | LV Cable Box | 33/0.42 | 1071-O2-EL-PO-006-6502-A0-0-002 | OPEN PACKING LIST | ARYA TRANSFO-SHARGH | 1 | PCS | 0 |  | ODCC-EL-IGC-0147 | IGC | 2021-08-22 | 1 | 1 | [49 empty] | 1
2468 | SS-40-09 | EE-4809TR5501B |  | Transformer | Transformer | Oil | 33/0.42 | 1071-O2-EL-PO-006-6502-A0-0-002 | OPEN PACKING LIST | ARYA TRANSFO-SHARGH | 402 | Kg | 0 |  | ODCC-EL-IGC-0147 | IGC | 2021-08-22 | 402 | 402 | [49 empty] | 402
2469 | SS-40-09 | EE-4809TR5501B |  | Transformer | Transformer | Dehydrating Breather | 33/0.42 | 1071-O2-EL-PO-006-6502-A0-0-002 | OPEN PACKING LIST | ARYA TRANSFO-SHARGH | 0.5 | Kg | 0 |  | ODCC-EL-IGC-0147 | IGC | 2021-08-22 | 0.5 | 0.5 | [49 empty] | 0.5
2470 | SS-40-09 | EE-4809TR5501B |  | Transformer | Transformer | Painting RAL 7032 | 33/0.42 | 1071-O2-EL-PO-006-6502-A0-0-002 | OPEN PACKING LIST | ARYA TRANSFO-SHARGH | 0.5 | Kg | 0 |  | ODCC-EL-IGC-0147 | IGC | 2021-08-22 | 0.5 | 0.5 | [49 empty] | 0.5
2471 | SS-40-09 | EE-4809TR5501B |  | Transformer | Transformer | C.T 2N | 33/0.42 | 1071-O2-EL-PO-006-6502-A0-0-002 | OPEN PACKING LIST | ARYA TRANSFO-SHARGH | 1 | PCS | 0 |  | ODCC-EL-IGC-0147 | IGC | 2021-08-22 | 1 | 1 | [49 empty] | 1
2472 | SS-40-09 | EE-4809TR5501B |  | Transformer | Transformer | Insulation Support 36 KV | 33/0.42 | 1071-O2-EL-PO-006-6502-A0-0-002 | OPEN PACKING LIST | ARYA TRANSFO-SHARGH | 3 | PCS | 0 |  | ODCC-EL-IGC-0147 | IGC | 2021-08-22 | 3 | 3 | [49 empty] | 3
2473 | SS-40-09 | EE-4809TR4801A |  | Transformer | Transformer | Radiator 1000*16 | 33/0.42 | 1071-O2-EL-PO-006-6502-A0-0-002 | OPEN PACKING LIST | ARYA TRANSFO-SHARGH | 6 | PCS | 0 |  | ODCC-EL-IGC-0147 | IGC | 2021-08-22 | 6 | 6 | [49 empty] | 6
2474 | SS-40-09 | EE-4809TR4801A |  | Transformer | Transformer | HV Cable Box | 33/0.42 | 1071-O2-EL-PO-006-6502-A0-0-002 | OPEN PACKING LIST | ARYA TRANSFO-SHARGH | 1 | PCS | 0 |  | ODCC-EL-IGC-0147 | IGC | 2021-08-22 | 1 | 1 | [49 empty] | 1
2475 | SS-40-09 | EE-4809TR4801A |  | Transformer | Transformer | LV Cable Box | 33/0.42 | 1071-O2-EL-PO-006-6502-A0-0-002 | OPEN PACKING LIST | ARYA TRANSFO-SHARGH | 1 | PCS | 0 |  | ODCC-EL-IGC-0147 | IGC | 2021-08-22 | 1 | 1 | [49 empty] | 1
2476 | SS-40-09 | EE-4809TR4801A |  | Transformer | Transformer | Oil | 33/0.42 | 1071-O2-EL-PO-006-6502-A0-0-002 | OPEN PACKING LIST | ARYA TRANSFO-SHARGH | 344 | Kg | 0 |  | ODCC-EL-IGC-0147 | IGC | 2021-08-22 | 344 | 344 | [49 empty] | 344
2477 | SS-40-09 | EE-4809TR4801A |  | Transformer | Transformer | Dehydrating Breather | 33/0.42 | 1071-O2-EL-PO-006-6502-A0-0-002 | OPEN PACKING LIST | ARYA TRANSFO-SHARGH | 0.5 | Kg | 0 |  | ODCC-EL-IGC-0147 | IGC | 2021-08-22 | 0.5 | 0.5 | [49 empty] | 0.5
2478 | SS-40-09 | EE-4809TR4801A |  | Transformer | Transformer | Painting RAL 7032 | 33/0.42 | 1071-O2-EL-PO-006-6502-A0-0-002 | OPEN PACKING LIST | ARYA TRANSFO-SHARGH | 0.5 | Kg | 0 |  | ODCC-EL-IGC-0147 | IGC | 2021-08-22 | 0.5 | 0.5 | [49 empty] | 0.5
2479 | SS-40-09 | EE-4809TR4801A |  | Transformer | Transformer | C.T 2N | 33/0.42 | 1071-O2-EL-PO-006-6502-A0-0-002 | OPEN PACKING LIST | ARYA TRANSFO-SHARGH | 1 | PCS | 0 |  | ODCC-EL-IGC-0147 | IGC | 2021-08-22 | 1 | 1 | [49 empty] | 1
2480 | SS-40-09 | EE-4809TR4801A |  | Transformer | Transformer | Insulation Support 36 KV | 33/0.42 | 1071-O2-EL-PO-006-6502-A0-0-002 | OPEN PACKING LIST | ARYA TRANSFO-SHARGH | 3 | PCS | 0 |  | ODCC-EL-IGC-0147 | IGC | 2021-08-22 | 3 | 3 | [49 empty] | 3
2481 | SS-40-09 | EE-4809TR4801A |  | Transformer | Transformer | Insulation Support 1 KV | 33/0.42 | 1071-O2-EL-PO-006-6502-A0-0-002 | OPEN PACKING LIST | ARYA TRANSFO-SHARGH | 4 | PCS | 0 |  | ODCC-EL-IGC-0147 | IGC | 2021-08-22 | 4 | 4 | [49 empty] | 4
2482 | SS-40-09 | EE-4809TR4801B |  | Transformer | Transformer | Radiator 1000*16 | 33/0.42 | 1071-O2-EL-PO-006-6502-A0-0-002 | OPEN PACKING LIST | ARYA TRANSFO-SHARGH | 6 | PCS | 0 |  | ODCC-EL-IGC-0147 | IGC | 2021-08-22 | 6 | 6 | [49 empty] | 6
2483 | SS-40-09 | EE-4809TR4801B |  | Transformer | Transformer | HV Cable Box | 33/0.42 | 1071-O2-EL-PO-006-6502-A0-0-002 | OPEN PACKING LIST | ARYA TRANSFO-SHARGH | 1 | PCS | 0 |  | ODCC-EL-IGC-0147 | IGC | 2021-08-22 | 1 | 1 | [49 empty] | 1
2484 | SS-40-09 | EE-4809TR4801B |  | Transformer | Transformer | LV Cable Box | 33/0.42 | 1071-O2-EL-PO-006-6502-A0-0-002 | OPEN PACKING LIST | ARYA TRANSFO-SHARGH | 1 | PCS | 0 |  | ODCC-EL-IGC-0147 | IGC | 2021-08-22 | 1 | 1 | [49 empty] | 1
2485 | SS-40-09 | EE-4809TR4801B |  | Transformer | Transformer | Oil | 33/0.42 | 1071-O2-EL-PO-006-6502-A0-0-002 | OPEN PACKING LIST | ARYA TRANSFO-SHARGH | 344 | Kg | 0 |  | ODCC-EL-IGC-0147 | IGC | 2021-08-22 | 344 | 344 | [49 empty] | 344
2486 | SS-40-09 | EE-4809TR4801B |  | Transformer | Transformer | Dehydrating Breather | 33/0.42 | 1071-O2-EL-PO-006-6502-A0-0-002 | OPEN PACKING LIST | ARYA TRANSFO-SHARGH | 0.5 | Kg | 0 |  | ODCC-EL-IGC-0147 | IGC | 2021-08-22 | 0.5 | 0.5 | [49 empty] | 0.5
2487 | SS-40-09 | EE-4809TR4801B |  | Transformer | Transformer | Painting RAL 7032 | 33/0.42 | 1071-O2-EL-PO-006-6502-A0-0-002 | OPEN PACKING LIST | ARYA TRANSFO-SHARGH | 0.5 | Kg | 0 |  | ODCC-EL-IGC-0147 | IGC | 2021-08-22 | 0.5 | 0.5 | [49 empty] | 0.5
2488 | SS-40-09 | EE-4809TR4801B |  | Transformer | Transformer | C.T 2N | 33/0.42 | 1071-O2-EL-PO-006-6502-A0-0-002 | OPEN PACKING LIST | ARYA TRANSFO-SHARGH | 1 | PCS | 0 |  | ODCC-EL-IGC-0147 | IGC | 2021-08-22 | 1 | 1 | [49 empty] | 1
2489 | SS-40-09 | EE-4809TR4801B |  | Transformer | Transformer | Insulation Support 36 KV | 33/0.42 | 1071-O2-EL-PO-006-6502-A0-0-002 | OPEN PACKING LIST | ARYA TRANSFO-SHARGH | 3 | PCS | 0 |  | ODCC-EL-IGC-0147 | IGC | 2021-08-22 | 3 | 3 | [49 empty] | 3
2490 | SS-40-09 | EE-4809TR4801B |  | Transformer | Transformer | Insulation Support 1 KV | 33/0.42 | 1071-O2-EL-PO-006-6502-A0-0-002 | OPEN PACKING LIST | ARYA TRANSFO-SHARGH | 4 | PCS | 0 |  | ODCC-EL-IGC-0147 | IGC | 2021-08-22 | 4 | 4 | [49 empty] | 4
2491 | SS-40-09 | EE-4809TR5101A |  | Transformer | Transformer | Silicagel | 33/6.3 | 1071-O2-EL-PO-007-6501-A0-0-002 | OPEN PACKING LIST | ARYA TRANSFO-SHARGH | 4.4 | Kg | 0 |  | ODCC-EL-IGC-0149 | IGC | 2021-09-14 | 4.4 | 4.4 | [49 empty] | 4.4
2492 | SS-40-09 | EE-4809TR5101A |  | Transformer | Transformer | Piping Accessories | 33/6.3 | 1071-O2-EL-PO-007-6501-A0-0-002 | OPEN PACKING LIST | ARYA TRANSFO-SHARGH | 10 | Kg | 0 |  | ODCC-EL-IGC-0149 | IGC | 2021-09-14 | 10 | 10 | [49 empty] | 10
2493 | SS-40-09 | EE-4809TR5101A |  | Transformer | Transformer | Oil | 33/6.3 | 1071-O2-EL-PO-007-6501-A0-0-002 | OPEN PACKING LIST | ARYA TRANSFO-SHARGH | 2344 | Kg | 0 |  | ODCC-EL-IGC-0149 | IGC | 2021-09-14 | 2344 | 2344 | [49 empty] | 2344
2494 | SS-40-09 | EE-4809TR5101A |  | Transformer | Transformer | Radiator Assemble Accessories | 33/6.3 | 1071-O2-EL-PO-007-6501-A0-0-002 | OPEN PACKING LIST | ARYA TRANSFO-SHARGH | 40 | PCS | 0 |  | ODCC-EL-IGC-0149 | IGC | 2021-09-14 | 40 | 40 | [49 empty] | 40
2495 | SS-40-09 | EE-4809TR5101A |  | Transformer | Transformer | Radiator Section | 33/6.3 | 1071-O2-EL-PO-007-6501-A0-0-002 | OPEN PACKING LIST | ARYA TRANSFO-SHARGH | 8 | PCS | 0 |  | ODCC-EL-IGC-0149 | IGC | 2021-09-14 | 8 | 8 | [49 empty] | 8
2496 | SS-40-09 | EE-4809TR5101A |  | Transformer | Transformer | Paint | 33/6.3 | 1071-O2-EL-PO-007-6501-A0-0-002 | OPEN PACKING LIST | ARYA TRANSFO-SHARGH | 1 | Kg | 0 |  | ODCC-EL-IGC-0149 | IGC | 2021-09-14 | 1 | 1 | [49 empty] | 1
2497 | SS-40-09 | EE-4809TR5101A |  | Transformer | Transformer | Fixing Parts | 33/6.3 | 1071-O2-EL-PO-007-6501-A0-0-002 | OPEN PACKING LIST | ARYA TRANSFO-SHARGH | 4 | Kg | 0 |  | ODCC-EL-IGC-0149 | IGC | 2021-09-14 | 4 | 4 | [49 empty] | 4
2498 | SS-40-09 | EE-4809TR5101A |  | Transformer | Transformer | HV Cable Box With Accessories | 33/6.3 | 1071-O2-EL-PO-007-6501-A0-0-002 | OPEN PACKING LIST | ARYA TRANSFO-SHARGH | 1 | PCS | 0 |  | ODCC-EL-IGC-0149 | IGC | 2021-09-14 | 1 | 1 | [49 empty] | 1
2499 | SS-40-09 | EE-4809TR5101A |  | Transformer | Transformer | Pipe Tie | 33/6.3 | 1071-O2-EL-PO-007-6501-A0-0-002 | OPEN PACKING LIST | ARYA TRANSFO-SHARGH | 2 | PCS | 0 |  | ODCC-EL-IGC-0149 | IGC | 2021-09-14 | 2 | 2 | [49 empty] | 2
2500 | SS-40-09 | EE-4809TR5101A |  | Transformer | Transformer | LV Cable Box With Accessories | 33/6.3 | 1071-O2-EL-PO-007-6501-A0-0-002 | OPEN PACKING LIST | ARYA TRANSFO-SHARGH | 8 | PCS | 0 |  | ODCC-EL-IGC-0149 | IGC | 2021-09-14 | 8 | 8 | [49 empty] | 8
2501 | SS-40-09 | EE-4809TR5101B |  | Transformer | Transformer | Silicagel | 33/6.3 | 1071-O2-EL-PO-007-6501-A0-0-002 | OPEN PACKING LIST | ARYA TRANSFO-SHARGH | 4.4 | Kg | 0 |  | ODCC-EL-IGC-0149 | IGC | 2021-09-14 | 4.4 | 4.4 | [49 empty] | 4.4
2502 | SS-40-09 | EE-4809TR5101B |  | Transformer | Transformer | Piping Accessories | 33/6.3 | 1071-O2-EL-PO-007-6501-A0-0-002 | OPEN PACKING LIST | ARYA TRANSFO-SHARGH | 10 | Kg | 0 |  | ODCC-EL-IGC-0149 | IGC | 2021-09-14 | 10 | 10 | [49 empty] | 10
2503 | SS-40-09 | EE-4809TR5101B |  | Transformer | Transformer | Oil | 33/6.3 | 1071-O2-EL-PO-007-6501-A0-0-002 | OPEN PACKING LIST | ARYA TRANSFO-SHARGH | 2344 | Kg | 0 |  | ODCC-EL-IGC-0149 | IGC | 2021-09-14 | 2344 | 2344 | [49 empty] | 2344
2504 | SS-40-09 | EE-4809TR5101B |  | Transformer | Transformer | Radiator Assemble Accessories | 33/6.3 | 1071-O2-EL-PO-007-6501-A0-0-002 | OPEN PACKING LIST | ARYA TRANSFO-SHARGH | 40 | PCS | 0 |  | ODCC-EL-IGC-0149 | IGC | 2021-09-14 | 40 | 40 | [49 empty] | 40
2505 | SS-40-09 | EE-4809TR5101B |  | Transformer | Transformer | Radiator Section | 33/6.3 | 1071-O2-EL-PO-007-6501-A0-0-002 | OPEN PACKING LIST | ARYA TRANSFO-SHARGH | 8 | PCS | 0 |  | ODCC-EL-IGC-0149 | IGC | 2021-09-14 | 8 | 8 | [49 empty] | 8
2506 | SS-40-09 | EE-4809TR5101B |  | Transformer | Transformer | Paint | 33/6.3 | 1071-O2-EL-PO-007-6501-A0-0-002 | OPEN PACKING LIST | ARYA TRANSFO-SHARGH | 1 | Kg | 0 |  | ODCC-EL-IGC-0149 | IGC | 2021-09-14 | 1 | 1 | [49 empty] | 1
2507 | SS-40-09 | EE-4809TR5101B |  | Transformer | Transformer | Fixing Parts | 33/6.3 | 1071-O2-EL-PO-007-6501-A0-0-002 | OPEN PACKING LIST | ARYA TRANSFO-SHARGH | 4 | Kg | 0 |  | ODCC-EL-IGC-0149 | IGC | 2021-09-14 | 4 | 4 | [49 empty] | 4
2508 | SS-40-09 | EE-4809TR5101B |  | Transformer | Transformer | HV Cable Box With Accessories | 33/6.3 | 1071-O2-EL-PO-007-6501-A0-0-002 | OPEN PACKING LIST | ARYA TRANSFO-SHARGH | 1 | PCS | 0 |  | ODCC-EL-IGC-0149 | IGC | 2021-09-14 | 1 | 1 | [49 empty] | 1
2509 | SS-40-09 | EE-4809TR5101B |  | Transformer | Transformer | Pipe Tie | 33/6.3 | 1071-O2-EL-PO-007-6501-A0-0-002 | OPEN PACKING LIST | ARYA TRANSFO-SHARGH | 2 | PCS | 0 |  | ODCC-EL-IGC-0149 | IGC | 2021-09-14 | 2 | 2 | [49 empty] | 2
2510 | SS-40-09 | EE-4809TR5101B |  | Transformer | Transformer | LV Cable Box With Accessories | 33/6.3 | 1071-O2-EL-PO-007-6501-A0-0-002 | OPEN PACKING LIST | ARYA TRANSFO-SHARGH | 8 | PCS | 0 |  | ODCC-EL-IGC-0149 | IGC | 2021-09-14 | 8 | 8 | [49 empty] | 8
2511 | 51 | EPSA073A6FN2T3511 |  | Lighting System | Switch | SEMC TYPE Ex. Switch LJB 1-S | 2POLE | 1071-O2-EL-PO-028-6518-A0-0-003 | OPEN PACKING LIST | Mashin Sazi Shomal | 28 | PCS | 28 | [55 empty] | 0
2512 | 51 | EPSA073A6FN2T3511 |  | Lighting System | Cable Gland | SEMC CABLE GLAND 453 - A - 20mm C/With : Sealing Washer , Earth Tag , Shroud | 20mm | 1071-O2-EL-PO-028-6518-A0-0-005 | OPEN PACKING LIST | Mashin Sazi Shomal | 56 | PCS | 56 | [55 empty] | 0
2513 | 51 | EPSA073A6FN2T3511 |  | Lighting System | Plug | SEMC TYPE 800 Exd PLUG - M20 C/With : Sealing Washer | 20mm | 1071-O2-EL-PO-028-6518-A0-0-005 | OPEN PACKING LIST | Mashin Sazi Shomal | 28 | PCS | 28 | [55 empty] | 0
2514 | CR-40-02 | EPSA073A6FN3T3511 |  | Lighting System | Switch | SEMC TYPE Ex. Switch LJB 1-S | 2POLE | 1071-O2-EL-PO-028-6518-A0-0-003 | OPEN PACKING LIST | Mashin Sazi Shomal | 2 | PCS | 0 |  | ODCC-EL-IGC-0165 | IGC | 2021-11-02 | 2 | 2 | [49 empty] | 2
2515 | CR-40-02 | EPSA073A6FN3T3511 |  | Lighting System | ADAPTOR | SEMC TYPE 600 Exd ADAPTOR 3/4"Npt(M) * M25(F) C/With : Sealing Washer | 20 to 25mm | 1071-O2-EL-PO-028-6518-A0-0-005 | OPEN PACKING LIST | Mashin Sazi Shomal | 4 | PCS | 0 |  | ODCC-EL-IGC- | IGC | 2021-11-02 | 4 | 4 | [49 empty] | 4
2516 | CR-40-02 | EPSA073A6FN3T3511 |  | Lighting System | Cable Gland | SEMC CABLE GLAND 421 - B - 25mm C/With : Sealing Washer , Earth Tag , Shroud | 25mm | 1071-O2-EL-PO-028-6518-A0-0-005 | OPEN PACKING LIST | Mashin Sazi Shomal | 4 | PCS | 0 |  | ODCC-EL-IGC- | IGC | 2021-11-02 | 4 | 4 | [49 empty] | 4
2517 | CR-40-02 | EPSA073A6FN3T3511 |  | Lighting System | Plug | SEMC TYPE 800 Exd PLUG - M25 C/With : Sealing Washer | 25mm | 1071-O2-EL-PO-028-6518-A0-0-005 | OPEN PACKING LIST | Mashin Sazi Shomal | 2 | PCS | 0 |  | ODCC-EL-IGC- | IGC | 2021-11-02 | 2 | 2 | [49 empty] | 2
2518 | RIB-40-01 | EPSA073A6FN3T3511 |  | Lighting System | Switch | SEMC TYPE Ex. Switch LJB 1-S | 2POLE | 1071-O2-EL-PO-028-6518-A0-0-003 | OPEN PACKING LIST | Mashin Sazi Shomal | 2 | PCS | 0 |  | ODCC-EL-IGC-0165 | IGC | 2021-11-02 | 2 | 2 | [49 empty] | 2
2519 | RIB-40-01 | EPSA073A6FN3T3511 |  | Lighting System | ADAPTOR | SEMC TYPE 600 Exd ADAPTOR 3/4"Npt(M) * M25(F) C/With : Sealing Washer | 20 to 25mm | 1071-O2-EL-PO-028-6518-A0-0-005 | OPEN PACKING LIST | Mashin Sazi Shomal | 4 | PCS | 0 |  | ODCC-EL-IGC- | IGC | 2021-11-02 | 4 | 4 | [49 empty] | 4
2520 | RIB-40-01 | EPSA073A6FN3T3511 |  | Lighting System | Cable Gland | SEMC CABLE GLAND 421 - B - 25mm C/With : Sealing Washer , Earth Tag , Shroud | 25mm | 1071-O2-EL-PO-028-6518-A0-0-005 | OPEN PACKING LIST | Mashin Sazi Shomal | 4 | PCS | 0 |  | ODCC-EL-IGC- | IGC | 2021-11-02 | 4 | 4 | [49 empty] | 4
2521 | RIB-40-01 | EPSA073A6FN3T3511 |  | Lighting System | Plug | SEMC TYPE 800 Exd PLUG - M25 C/With : Sealing Washer | 25mm | 1071-O2-EL-PO-028-6518-A0-0-005 | OPEN PACKING LIST | Mashin Sazi Shomal | 2 | PCS | 0 |  | ODCC-EL-IGC- | IGC | 2021-11-02 | 2 | 2 | [49 empty] | 2
2522 | RIB-40-02 | EPSA073A6FN3T3511 |  | Lighting System | Switch | SEMC TYPE Ex. Switch LJB 1-S | 2POLE | 1071-O2-EL-PO-028-6518-A0-0-003 | OPEN PACKING LIST | Mashin Sazi Shomal | 2 | PCS | 0 |  | ODCC-EL-IGC-0165 | IGC | 2021-11-02 | 2 | 2 | [49 empty] | 2
2523 | RIB-40-02 | EPSA073A6FN3T3511 |  | Lighting System | ADAPTOR | SEMC TYPE 600 Exd ADAPTOR 3/4"Npt(M) * M25(F) C/With : Sealing Washer | 20 to 25mm | 1071-O2-EL-PO-028-6518-A0-0-005 | OPEN PACKING LIST | Mashin Sazi Shomal | 4 | PCS | 0 |  | ODCC-EL-IGC- | IGC | 2021-11-02 | 4 | 4 | [49 empty] | 4
2524 | RIB-40-02 | EPSA073A6FN3T3511 |  | Lighting System | Cable Gland | SEMC CABLE GLAND 421 - B - 25mm C/With : Sealing Washer , Earth Tag , Shroud | 25mm | 1071-O2-EL-PO-028-6518-A0-0-005 | OPEN PACKING LIST | Mashin Sazi Shomal | 4 | PCS | 0 |  | ODCC-EL-IGC- | IGC | 2021-11-02 | 4 | 4 | [49 empty] | 4
2525 | RIB-40-02 | EPSA073A6FN3T3511 |  | Lighting System | Plug | SEMC TYPE 800 Exd PLUG - M25 C/With : Sealing Washer | 25mm | 1071-O2-EL-PO-028-6518-A0-0-005 | OPEN PACKING LIST | Mashin Sazi Shomal | 2 | PCS | 0 |  | ODCC-EL-IGC- | IGC | 2021-11-02 | 2 | 2 | [49 empty] | 2
2526 | RIB-40-03 | EPSA073A6FN3T3511 |  | Lighting System | Switch | SEMC TYPE Ex. Switch LJB 1-S | 2POLE | 1071-O2-EL-PO-028-6518-A0-0-003 | OPEN PACKING LIST | Mashin Sazi Shomal | 2 | PCS | 0 |  | ODCC-EL-IGC-0165 | IGC | 2021-11-02 | 2 | 2 | [49 empty] | 2
2527 | RIB-40-03 | EPSA073A6FN3T3511 |  | Lighting System | ADAPTOR | SEMC TYPE 600 Exd ADAPTOR 3/4"Npt(M) * M25(F) C/With : Sealing Washer | 20 to 25mm | 1071-O2-EL-PO-028-6518-A0-0-005 | OPEN PACKING LIST | Mashin Sazi Shomal | 4 | PCS | 0 |  | ODCC-EL-IGC- | IGC | 2021-11-02 | 4 | 4 | [49 empty] | 4
2528 | RIB-40-03 | EPSA073A6FN3T3511 |  | Lighting System | Cable Gland | SEMC CABLE GLAND 421 - B - 25mm C/With : Sealing Washer , Earth Tag , Shroud | 25mm | 1071-O2-EL-PO-028-6518-A0-0-005 | OPEN PACKING LIST | Mashin Sazi Shomal | 4 | PCS | 0 |  | ODCC-EL-IGC- | IGC | 2021-11-02 | 4 | 4 | [49 empty] | 4
2529 | RIB-40-03 | EPSA073A6FN3T3511 |  | Lighting System | Plug | SEMC TYPE 800 Exd PLUG - M25 C/With : Sealing Washer | 25mm | 1071-O2-EL-PO-028-6518-A0-0-005 | OPEN PACKING LIST | Mashin Sazi Shomal | 2 | PCS | 0 |  | ODCC-EL-IGC- | IGC | 2021-11-02 | 2 | 2 | [49 empty] | 2
2530 | SS-40-03 | EPSA073A6FN3T3511 |  | Lighting System | Switch | SEMC TYPE Ex. Switch LJB 1-S | 2POLE | 1071-O2-EL-PO-028-6518-A0-0-003 | OPEN PACKING LIST | Mashin Sazi Shomal | 2 | PCS | 0 |  | ODCC-EL-IGC-0165 | IGC | 2021-11-02 | 2 | 2 | [49 empty] | 2
2531 | SS-40-03 | EPSA073A6FN3T3511 |  | Lighting System | ADAPTOR | SEMC TYPE 600 Exd ADAPTOR 3/4"Npt(M) * M25(F) C/With : Sealing Washer | 20 to 25mm | 1071-O2-EL-PO-028-6518-A0-0-005 | OPEN PACKING LIST | Mashin Sazi Shomal | 4 | PCS | 0 |  | ODCC-EL-IGC- | IGC | 2021-11-02 | 4 | 4 | [49 empty] | 4
2532 | SS-40-03 | EPSA073A6FN3T3511 |  | Lighting System | Cable Gland | SEMC CABLE GLAND 421 - B - 25mm C/With : Sealing Washer , Earth Tag , Shroud | 25mm | 1071-O2-EL-PO-028-6518-A0-0-005 | OPEN PACKING LIST | Mashin Sazi Shomal | 4 | PCS | 0 |  | ODCC-EL-IGC- | IGC | 2021-11-02 | 4 | 4 | [49 empty] | 4
2533 | SS-40-03 | EPSA073A6FN3T3511 |  | Lighting System | Plug | SEMC TYPE 800 Exd PLUG - M25 C/With : Sealing Washer | 25mm | 1071-O2-EL-PO-028-6518-A0-0-005 | OPEN PACKING LIST | Mashin Sazi Shomal | 2 | PCS | 0 |  | ODCC-EL-IGC- | IGC | 2021-11-02 | 2 | 2 | [49 empty] | 2
2534 | SS-40-04 | EPSA073A6FN3T3511 |  | Lighting System | Switch | SEMC TYPE Ex. Switch LJB 1-S | 2POLE | 1071-O2-EL-PO-028-6518-A0-0-003 | OPEN PACKING LIST | Mashin Sazi Shomal | 2 | PCS | 0 |  | ODCC-EL-IGC-0165 | IGC | 2021-11-02 | 2 | 2 | [49 empty] | 2
2535 | SS-40-04 | EPSA073A6FN3T3511 |  | Lighting System | ADAPTOR | SEMC TYPE 600 Exd ADAPTOR 3/4"Npt(M) * M25(F) C/With : Sealing Washer | 20 to 25mm | 1071-O2-EL-PO-028-6518-A0-0-005 | OPEN PACKING LIST | Mashin Sazi Shomal | 4 | PCS | 0 |  | ODCC-EL-IGC- | IGC | 2021-11-02 | 4 | 4 | [49 empty] | 4
2536 | SS-40-04 | EPSA073A6FN3T3511 |  | Lighting System | Cable Gland | SEMC CABLE GLAND 421 - B - 25mm C/With : Sealing Washer , Earth Tag , Shroud | 25mm | 1071-O2-EL-PO-028-6518-A0-0-005 | OPEN PACKING LIST | Mashin Sazi Shomal | 4 | PCS | 0 |  | ODCC-EL-IGC- | IGC | 2021-11-02 | 4 | 4 | [49 empty] | 4
2537 | SS-40-04 | EPSA073A6FN3T3511 |  | Lighting System | Plug | SEMC TYPE 800 Exd PLUG - M25 C/With : Sealing Washer | 25mm | 1071-O2-EL-PO-028-6518-A0-0-005 | OPEN PACKING LIST | Mashin Sazi Shomal | 2 | PCS | 0 |  | ODCC-EL-IGC- | IGC | 2021-11-02 | 2 | 2 | [49 empty] | 2
2538 | SS-40-05 | EPSA073A6FN3T3511 |  | Lighting System | Switch | SEMC TYPE Ex. Switch LJB 1-S | 2POLE | 1071-O2-EL-PO-028-6518-A0-0-003 | OPEN PACKING LIST | Mashin Sazi Shomal | 2 | PCS | 1 |  | ODCC-EL-IGC-0165 | IGC | 2021-11-02 | 1 | 1 | [49 empty] | 1
2539 | SS-40-05 | EPSA073A6FN3T3511 |  | Lighting System | ADAPTOR | SEMC TYPE 600 Exd ADAPTOR 3/4"Npt(M) * M25(F) C/With : Sealing Washer | 20 to 25mm | 1071-O2-EL-PO-028-6518-A0-0-005 | OPEN PACKING LIST | Mashin Sazi Shomal | 4 | PCS | 2 |  | ODCC-EL-IGC- | IGC | 2021-11-02 | 2 | 2 | [49 empty] | 2
2540 | SS-40-05 | EPSA073A6FN3T3511 |  | Lighting System | Cable Gland | SEMC CABLE GLAND 421 - B - 25mm C/With : Sealing Washer , Earth Tag , Shroud | 25mm | 1071-O2-EL-PO-028-6518-A0-0-005 | OPEN PACKING LIST | Mashin Sazi Shomal | 4 | PCS | 2 |  | ODCC-EL-IGC- | IGC | 2021-11-02 | 2 | 2 | [49 empty] | 2
2541 | SS-40-05 | EPSA073A6FN3T3511 |  | Lighting System | Plug | SEMC TYPE 800 Exd PLUG - M25 C/With : Sealing Washer | 25mm | 1071-O2-EL-PO-028-6518-A0-0-005 | OPEN PACKING LIST | Mashin Sazi Shomal | 2 | PCS | 1 |  | ODCC-EL-IGC- | IGC | 2021-11-02 | 1 | 1 | [49 empty] | 1
2542 | SS-40-09 | EPSA073A6FN3T3511 |  | Lighting System | Switch | SEMC TYPE Ex. Switch LJB 1-S | 2POLE | 1071-O2-EL-PO-028-6518-A0-0-003 | OPEN PACKING LIST | Mashin Sazi Shomal | 1 | PCS | 0 |  | ODCC-EL-IGC-0165 | IGC | 2021-11-02 | 1 | 1 | [49 empty] | 1
2543 | SS-40-09 | EPSA073A6FN3T3511 |  | Lighting System | ADAPTOR | SEMC TYPE 600 Exd ADAPTOR 3/4"Npt(M) * M25(F) C/With : Sealing Washer | 20 to 25mm | 1071-O2-EL-PO-028-6518-A0-0-005 | OPEN PACKING LIST | Mashin Sazi Shomal | 2 | PCS | 0 |  | ODCC-EL-IGC- | IGC | 2021-11-02 | 2 | 2 | [49 empty] | 2
2544 | SS-40-09 | EPSA073A6FN3T3511 |  | Lighting System | Cable Gland | SEMC CABLE GLAND 421 - B - 25mm C/With : Sealing Washer , Earth Tag , Shroud | 25mm | 1071-O2-EL-PO-028-6518-A0-0-005 | OPEN PACKING LIST | Mashin Sazi Shomal | 2 | PCS | 0 |  | ODCC-EL-IGC- | IGC | 2021-11-02 | 2 | 2 | [49 empty] | 2
2545 | SS-40-09 | EPSA073A6FN3T3511 |  | Lighting System | Plug | SEMC TYPE 800 Exd PLUG - M25 C/With : Sealing Washer | 25mm | 1071-O2-EL-PO-028-6518-A0-0-005 | OPEN PACKING LIST | Mashin Sazi Shomal | 1 | PCS | 0 |  | ODCC-EL-IGC- | IGC | 2021-11-02 | 1 | 1 | [49 empty] | 1
2546 | 42 | EPSH03MA6FN2T3 |  | Lighting System | JUNCTION BOX | SEMC Exd JUNCTION BOX TYPE EJB 10 | 4WAY | 1071-O2-EL-PO-028-6518-A0-0-005 | OPEN PACKING LIST | Mashin Sazi Shomal | 6 | PCS | 0 |  | ODCC-EL-ARP- | Abad Rahan | 2021-08-30 | 6 | 6 | [49 empty] | 6
2547 | 42 | EPSH03MA6FN2T3 |  | Lighting System | JUNCTION BOX | SEMC TYPE Exd Junction Box LJB 2 | 4WAY | 1071-O2-EL-PO-028-6518-A0-0-003 | OPEN PACKING LIST | Mashin Sazi Shomal | 15 | PCS | 2 | MRV | ODCC-EL-ARP-0044 | Abad Rahan | 2021-07-06 | 19 | 19 | MRV=6 | [42 empty] | ODCC-EL-ARP-0006 | Abad Rahan | 2021-09-01 | 6 |  |  | 13
2548 | 43 | EPSH03MA6FN2T3 |  | Lighting System | JUNCTION BOX | SEMC Exd JUNCTION BOX TYPE EJB 10 | 4WAY | 1071-O2-EL-PO-028-6518-A0-0-005 | OPEN PACKING LIST | Mashin Sazi Shomal | 4 | PCS | 0 |  | ODCC-EL-ARP- | Abad Rahan | 2021-07-21 | 4 | 4 | [49 empty] | 4
2549 | 43 | EPSH03MA6FN2T3 |  | Lighting System | JUNCTION BOX | SEMC TYPE Exd Junction Box LJB 2 | 4WAY | 1071-O2-EL-PO-028-6518-A0-0-003 | OPEN PACKING LIST | Mashin Sazi Shomal | 21 | PCS | 0 |  | ODCC-EL-ARP-0049 | Abad Rahan | 2021-07-21 | 21 | 21 | [49 empty] | 21
2550 | 51 | EPSH03MA6FN2T3 |  | Lighting System | JUNCTION BOX | SEMC TYPE Exd Junction Box LJB 2 | 4WAY | 1071-O2-EL-PO-028-6518-A0-0-003 | OPEN PACKING LIST | Mashin Sazi Shomal | 615 | PCS | 59 |  | ODCC-EL-IGC-0127 | IGC | 2021-07-07 | 556 | 556 | [49 empty] | 556
2551 | 51 | EPSH03MA6FN2T3 |  | Lighting System | JUNCTION BOX | SEMC Exd JUNCTION BOX TYPE EJB 10 | 4WAY | 1071-O2-EL-PO-028-6518-A0-0-005 | OPEN PACKING LIST | Mashin Sazi Shomal | 20 | PCS | 20 | [55 empty] | 0
2552 | 55 | EPSH03MA6FN2T3 |  | Lighting System | JUNCTION BOX | SEMC TYPE Exd Junction Box LJB 2 | 4WAY | 1071-O2-EL-PO-028-6518-A0-0-003 | OPEN PACKING LIST | Mashin Sazi Shomal | 186 | PCS | -2 |  | ODCC-EL-IGC-0127 | IGC | 2021-07-07 | 188 | 188 | [49 empty] | 188
2553 | 55 | EPSH03MA6FN2T3 |  | Lighting System | JUNCTION BOX | SEMC Exd JUNCTION BOX TYPE EJB 10 | 4WAY | 1071-O2-EL-PO-028-6518-A0-0-005 | OPEN PACKING LIST | Mashin Sazi Shomal | 18 | PCS | 18 | [55 empty] | 0
2554 | 75 | EPSH03MA6FN2T3 |  | Lighting System | JUNCTION BOX | SEMC TYPE Exd Junction Box LJB 2 | 4WAY | 1071-O2-EL-PO-028-6518-A0-0-003 | OPEN PACKING LIST | Mashin Sazi Shomal | 231 | PCS | 0 |  | ODCC-EL-IGC-0127 | IGC | 2021-07-07 | 231 | 231 | [49 empty] | 231
2555 | 35 | EPSH03MA6FN3T3 |  | Lighting System | JUNCTION BOX | SEMC TYPE Exd Junction Box LJB 2 | 4WAY | 1071-O2-EL-PO-028-6518-A0-0-003 | OPEN PACKING LIST | Mashin Sazi Shomal | 25 | PCS | 1 |  | ODCC-EL-ARP-0057 | Abad Rahan | 2021-09-19 | 24 | 24 | [49 empty] | 24
2556 | 51 | EPSH03MA6FN3T3 |  | Lighting System | JUNCTION BOX | SEMC Exd JUNCTION BOX TYPE LJB 2 | 4WAY | 1071-O2-EL-PO-028-6518-A0-0-005 | OPEN PACKING LIST | Mashin Sazi Shomal | 272 | PCS | 122 |  | ODCC-EL-IGC-0218 | IGC | 2022-01-17 | 150 | 150 | [49 empty] | 150
2557 | 42 | EPSH03MI5FN000 |  | Lighting System | JUNCTION BOX | SEMC TYPE Industrial Local Terminal Box LTB-220 | 4WAY | 1071-O2-EL-PO-028-6518-A0-0-003 | OPEN PACKING LIST | Mashin Sazi Shomal | 8 | PCS | 0 |  | ODCC-EL-ARP-0044 | Abad Rahan | 2021-07-06 | 8 | 8 | [49 empty] | 8
2558 | 42 | EPSH03MI5FN000 |  | Lighting System | JUNCTION BOX | SEMC TYPE Industrial Local Terminal Box LTB-220 | 4WAY | 1071-O2-EL-PO-028-6518-A0-0-003 | OPEN PACKING LIST | Mashin Sazi Shomal | 59 | PCS | 1 | MRV | ODCC-EL-ARP-0044 | Abad Rahan | 2021-07-06 | 59 | 59 | [43 empty] | ODCC-EL-ARP-0006 | Abad Rahan | 2021-09-01 | 1 | 1 |  | 58
2559 | 41 | EPSH03MI5FN000 |  | Lighting System | JUNCTION BOX | SEMC TYPE Industrial Local Terminal Box LTB-220 | 4WAY | 1071-O2-EL-PO-028-6518-A0-0-003 | OPEN PACKING LIST | Mashin Sazi Shomal | 117 | PCS | 19 |  | ODCC-EL-ARP-0049 | Abad Rahan | 2021-07-21 | 98 | 98 | [49 empty] | 98
2560 | 41 | EPSH03MI5FN000 |  | Lighting System | JUNCTION BOX | SEMC TYPE Industrial Local Terminal Box LTB-220 | 4WAY | 1071-O2-EL-PO-028-6518-A0-0-003 | OPEN PACKING LIST | Mashin Sazi Shomal | 11 | PCS | 0 |  | ODCC-EL-ARP-0049 | Abad Rahan | 2021-07-21 | 11 | 11 | [49 empty] | 11
2561 | 61 | EPSH03MI5FN000 |  | Lighting System | JUNCTION BOX | SEMC TYPE Industrial Local Terminal Box LTB- 220 | 4WAY | 1071-O2-EL-PO-028-6518-A0-0-003 | OPEN PACKING LIST | Mashin Sazi Shomal | 35 | PCS | 1 |  | ODCC-EL-ARP-0044 | Abad Rahan | 2021-07-06 | 27 | 27 | For DWG 6203 | ODCC-EL-ARP-0044 | Abad Rahan | 2021-07-06 | 7 | 7 | For Unit 44 | [42 empty] | 34
2562 | 61 | EPSH03MI5FN000 |  | Lighting System | JUNCTION BOX | SEMC TYPE Industrial Local Terminal Box LTB- 220 | 4WAY | 1071-O2-EL-PO-028-6518-A0-0-003 | OPEN PACKING LIST | Mashin Sazi Shomal | 6 | PCS | 0 |  | ODCC-EL-ARP-0044 | Abad Rahan | 2021-07-06 | 3 | 3 |  | ODCC-EL-ARP-0053 | Abad Rahan | 2021-07-28 | 3 | 3 | [43 empty] | 6
2563 | CR-40-02 | EPSH041A6FN3T3 |  | Lighting System | JUNCTION BOX | SEMC Exd JUNCTION BOX TYPE EJB 20 | 3WAY | 1071-O2-EL-PO-028-6518-A0-0-005 | OPEN PACKING LIST | Mashin Sazi Shomal | 10 | PCS | 10 | [55 empty] | 0
2564 | RIB-40-01 | EPSH041A6FN3T3 |  | Lighting System | JUNCTION BOX | SEMC Exd JUNCTION BOX TYPE EJB 20 | 3WAY | 1071-O2-EL-PO-028-6518-A0-0-005 | OPEN PACKING LIST | Mashin Sazi Shomal | 7 | PCS | 0 |  | ODCC-EL-IGC- | IGC | 2021-09-15 | 7 | 7 | [49 empty] | 7
2565 | RIB-40-02 | EPSH041A6FN3T3 |  | Lighting System | JUNCTION BOX | SEMC Exd JUNCTION BOX TYPE EJB 20 | 3WAY | 1071-O2-EL-PO-028-6518-A0-0-005 | OPEN PACKING LIST | Mashin Sazi Shomal | 10 | PCS | 0 |  | ODCC-EL-IGC- | IGC | 2021-09-15 | 10 | 10 | [49 empty] | 10
2566 | RIB-40-03 | EPSH041A6FN3T3 |  | Lighting System | JUNCTION BOX | SEMC Exd JUNCTION BOX TYPE EJB 20 | 3WAY | 1071-O2-EL-PO-028-6518-A0-0-005 | OPEN PACKING LIST | Mashin Sazi Shomal | 12 | PCS | 0 |  | ODCC-EL-IGC- | IGC | 2021-09-15 | 12 | 12 | [49 empty] | 12
2567 | SS-40-03 | EPSH041A6FN3T3 |  | Lighting System | JUNCTION BOX | SEMC Exd JUNCTION BOX TYPE EJB 20 | 3WAY | 1071-O2-EL-PO-028-6518-A0-0-005 | OPEN PACKING LIST | Mashin Sazi Shomal | 1 | PCS | 1 | [55 empty] | 0
2568 | SS-40-04 | EPSH041A6FN3T3 |  | Lighting System | JUNCTION BOX | SEMC Exd JUNCTION BOX TYPE EJB 20 | 3WAY | 1071-O2-EL-PO-028-6518-A0-0-005 | OPEN PACKING LIST | Mashin Sazi Shomal | 1 | PCS | 1 | [55 empty] | 0
2569 | SS-40-05 | EPSH041A6FN3T3 |  | Lighting System | JUNCTION BOX | SEMC Exd JUNCTION BOX TYPE EJB 20 | 3WAY | 1071-O2-EL-PO-028-6518-A0-0-005 | OPEN PACKING LIST | Mashin Sazi Shomal | 1 | PCS | 1 | [55 empty] | 0
2570 | SS-40-09 | EPSH041A6FN3T3 |  | Lighting System | JUNCTION BOX | SEMC Exd JUNCTION BOX TYPE EJB 20 | 3WAY | 1071-O2-EL-PO-028-6518-A0-0-005 | OPEN PACKING LIST | Mashin Sazi Shomal | 1 | PCS | 1 | [55 empty] | 0
2571 | SS-40-03 | EPSH042A6FN3T3 |  | Lighting System | JUNCTION BOX | SEMC Exd JUNCTION BOX TYPE EJB 20 | 5WAY | 1071-O2-EL-PO-028-6518-A0-0-005 | OPEN PACKING LIST | Mashin Sazi Shomal | 2 | PCS | 0 |  | ODCC-EL-IGC- | IGC | 2021-11-02 | 2 | 2 | [49 empty] | 2
2572 | SS-40-05 | EPSH042A6FN3T3 |  | Lighting System | JUNCTION BOX | SEMC Exd JUNCTION BOX TYPE EJB 20 | 5WAY | 1071-O2-EL-PO-028-6518-A0-0-005 | OPEN PACKING LIST | Mashin Sazi Shomal | 1 | PCS | 0 |  | ODCC-EL-IGC- | IGC | 2021-08-09 | 1 | 1 | [49 empty] | 1
2573 | SS-40-09 | EPSH042A6FN3T3 |  | Lighting System | JUNCTION BOX | SEMC Exd JUNCTION BOX TYPE EJB 20 | 5WAY | 1071-O2-EL-PO-028-6518-A0-0-005 | OPEN PACKING LIST | Mashin Sazi Shomal | 1 | PCS | 0 |  | ODCC-EL-IGC- | IGC | 2021-08-09 | 1 | 1 | [49 empty] | 1
2574 | 35 | EPSH043A6FN2T3 |  | Lighting System | JUNCTION BOX | SEMC Exd JUNCTION BOX TYPE LJB 2 | 4WAY | 1071-O2-EL-PO-028-6518-A0-0-005 | OPEN PACKING LIST | Mashin Sazi Shomal | 27 | PCS | 1 |  | ODCC-EL-ARP- | Abad Rahan | 2021-09-19 | 26 | 26 | [49 empty] | 26
2575 | 51 | EPSH043A6FN2T3 |  | Lighting System | JUNCTION BOX | SEMC Exd JUNCTION BOX TYPE LJB 2 | 4WAY | 1071-O2-EL-PO-028-6518-A0-0-005 | OPEN PACKING LIST | Mashin Sazi Shomal | 54 | PCS | 46 |  | ODCC-EL-IGC- | IGC | 2021-06-26 | 8 | 8 | for level gauge | [48 empty] | 8
2576 | 55 | EPSH043A6FN2T3 |  | Lighting System | JUNCTION BOX | SEMC Exd JUNCTION BOX TYPE LJB 2 | 4WAY | 1071-O2-EL-PO-028-6518-A0-0-005 | OPEN PACKING LIST | Mashin Sazi Shomal | 15 | PCS | 0 |  | ODCC-EL-IGC- | IGC | 2021-06-26 | 15 | 15 | [49 empty] | 15
2577 | 75 | EPSH043A6FN2T3 | Suitable for 6 mm² Cable | Lighting System | JUNCTION BOX | SEMC TYPE Exd Junction Box EJB 30 | 4WAY | 1071-O2-EL-PO-028-6518-A0-0-003 | OPEN PACKING LIST | Mashin Sazi Shomal | 16 | PCS | 16 | [55 empty] | 0
2578 | 75 | EPSH043A6FN2T3 | Suitable for 16 & 2.5 mm² Cable | Lighting System | JUNCTION BOX | SEMC TYPE Exd Junction Box EJB 30 | 4WAY | 1071-O2-EL-PO-028-6518-A0-0-003 | OPEN PACKING LIST | Mashin Sazi Shomal | 24 | PCS | 24 | [55 empty] | 0
2579 | 35 | EPSH043A6FN3T3 |  | Lighting System | JUNCTION BOX | SEMC Exd JUNCTION BOX TYPE LJB 2 | 4WAY | 1071-O2-EL-PO-028-6518-A0-0-005 | OPEN PACKING LIST | Mashin Sazi Shomal | 4 | PCS | 0 |  | ODCC-EL-ARP- | Abad Rahan | 2021-09-19 | 4 | 4 | [49 empty] | 4
2580 | 42 | EPSH043I5FN000 |  | Lighting System | JUNCTION BOX | SEMC TYPE Industrial Local Terminal Box LTB- 220 | 4WAY | 1071-O2-EL-PO-028-6518-A0-0-003 | OPEN PACKING LIST | Mashin Sazi Shomal | 11 | PCS | 0 |  | ODCC-EL-ARP-0044 | Abad Rahan | 2021-07-06 | 9 | 9 |  | ODCC-EL-ARP-0045 | Abad Rahan | 2021-07-14 | 1 | 1 |  | ODCC-EL-ARP-0054 | Abad Rahan | 2021-09-01 | 1 | 1 | [37 empty] | 11
2581 | 44 | EPSH043I5FN000 |  | Lighting System | JUNCTION BOX | SEMC TYPE Industrial Local Terminal Box LTB- 220 | 4WAY | 1071-O2-EL-PO-028-6518-A0-0-003 | OPEN PACKING LIST | Mashin Sazi Shomal | 8 | PCS | 2 |  | ODCC-EL-ARP-0053 | Abad Rahan | 2021-07-28 | 6 | 6 | [49 empty] | 6
2582 | 42 | EPSH044A6FN2T3 |  | Lighting System | JUNCTION BOX | SEMC Exd JUNCTION BOX TYPE LJB 2 | 4WAY | 1071-O2-EL-PO-028-6518-A0-0-005 | OPEN PACKING LIST | Mashin Sazi Shomal | 2 | PCS | 0 | MRV | ODCC-EL-ARP-0044 | Abad Rahan | 2021-07-06 | 3 | 3 | MRV=1 | [42 empty] | ODCC-EL-ARP-0006 | Abad Rahan | 2021-09-01 | 1 |  |  | 2
2583 | 42 | EPSH044A6FN2T3 |  | Lighting System | JUNCTION BOX | SEMC Exd JUNCTION BOX TYPE EJB 10 | 4WAY | 1071-O2-EL-PO-028-6518-A0-0-005 | OPEN PACKING LIST | Mashin Sazi Shomal | 1 | PCS | 0 |  | ODCC-EL-ARP- | Abad Rahan | 2021-08-30 | 1 | 1 | [49 empty] | 1
2584 | 43 | EPSH044A6FN2T3 |  | Lighting System | JUNCTION BOX | SEMC Exd JUNCTION BOX TYPE LJB 2 | 4WAY | 1071-O2-EL-PO-028-6518-A0-0-005 | OPEN PACKING LIST | Mashin Sazi Shomal | 4 | PCS | 0 |  | ODCC-EL-ARP- | Abad Rahan | 2021-07-21 | 4 | 4 | [49 empty] | 4
2585 | 43 | EPSH044A6FN2T3 |  | Lighting System | JUNCTION BOX | SEMC Exd JUNCTION BOX TYPE EJB 10 | 4WAY | 1071-O2-EL-PO-028-6518-A0-0-005 | OPEN PACKING LIST | Mashin Sazi Shomal | 1 | PCS | 0 |  | ODCC-EL-ARP- | Abad Rahan | 2021-07-21 | 1 | 1 | [49 empty] | 1
2586 | 51 | EPSH044A6FN2T3 |  | Lighting System | JUNCTION BOX | SEMC Exd JUNCTION BOX TYPE LJB 2 | 4WAY | 1071-O2-EL-PO-028-6518-A0-0-005 | OPEN PACKING LIST | Mashin Sazi Shomal | 82 | PCS | 0 |  | ODCC-EL-IGC- | IGC | 2021-06-26 | 82 | 82 | [49 empty] | 82
2587 | 55 | EPSH044A6FN2T3 |  | Lighting System | JUNCTION BOX | SEMC Exd JUNCTION BOX TYPE LJB 2 | 4WAY | 1071-O2-EL-PO-028-6518-A0-0-005 | OPEN PACKING LIST | Mashin Sazi Shomal | 27 | PCS | 0 |  | ODCC-EL-IGC- | IGC | 2021-06-26 | 27 | 27 | [49 empty] | 27
2588 | 55 | EPSH044A6FN2T3 |  | Lighting System | JUNCTION BOX | SEMC Exd JUNCTION BOX TYPE EJB 10 | 4WAY | 1071-O2-EL-PO-028-6518-A0-0-005 | OPEN PACKING LIST | Mashin Sazi Shomal | 2 | PCS | 0 |  | ODCC-EL-IGC- | IGC | 2021-06-26 | 2 | 2 | [49 empty] | 2
2589 | 75 | EPSH044A6FN2T3 |  | Lighting System | JUNCTION BOX | SEMC TYPE Exd Junction Box LJB 2 | 4WAY | 1071-O2-EL-PO-028-6518-A0-0-003 | OPEN PACKING LIST | Mashin Sazi Shomal | 35 | PCS | 5 |  | ODCC-EL-IGC-0127 | IGC | 2021-07-07 | 30 | 30 | MIV اشتباهی یونیت 51 خورده در | [48 empty] | 30
2590 | 51 | EPSH044A6FN3T3 |  | Lighting System | JUNCTION BOX | SEMC Exd JUNCTION BOX TYPE LJB 2 | 4WAY | 1071-O2-EL-PO-028-6518-A0-0-005 | OPEN PACKING LIST | Mashin Sazi Shomal | 20 | PCS | 20 | [55 empty] | 0
2591 | 42 | EPSH044I5FN000 |  | Lighting System | JUNCTION BOX | SEMC TYPE Industrial Local Terminal Box LTB-220 | 4WAY | 1071-O2-EL-PO-028-6518-A0-0-003 | OPEN PACKING LIST | Mashin Sazi Shomal | 1 | PCS | 0 |  | ODCC-EL-ARP-0044 | Abad Rahan | 2021-07-06 | 1 | 1 | [49 empty] | 1
2592 | 42 | EPSH044I5FN000 |  | Lighting System | JUNCTION BOX | SEMC TYPE Industrial Local Terminal Box LTB-220 | 4WAY | 1071-O2-EL-PO-028-6518-A0-0-003 | OPEN PACKING LIST | Mashin Sazi Shomal | 24 | PCS | 0 |  | ODCC-EL-ARP-0044 | Abad Rahan | 2021-07-06 | 24 | 24 | [49 empty] | 24
2593 | 41 | EPSH044I5FN000 |  | Lighting System | JUNCTION BOX | SEMC TYPE Industrial Local Terminal Box LTB-220 | 4WAY | 1071-O2-EL-PO-028-6518-A0-0-003 | OPEN PACKING LIST | Mashin Sazi Shomal | 23 | PCS | 0 |  | ODCC-EL-ARP-0049 | Abad Rahan | 2021-07-21 | 23 | 23 | [49 empty] | 23
2594 | 41 | EPSH044I5FN000 |  | Lighting System | JUNCTION BOX | SEMC TYPE Industrial Local Terminal Box LTB-220 | 4WAY | 1071-O2-EL-PO-028-6518-A0-0-003 | OPEN PACKING LIST | Mashin Sazi Shomal | 2 | PCS | 0 |  | ODCC-EL-ARP-0049 | Abad Rahan | 2021-07-21 | 2 | 2 | [49 empty] | 2
2595 | 44 | EPSH044I5FN000 |  | Lighting System | JUNCTION BOX | SEMC TYPE Industrial Local Terminal Box LTB- 220 | 4WAY | 1071-O2-EL-PO-028-6518-A0-0-003 | OPEN PACKING LIST | Mashin Sazi Shomal | 17 | PCS | 0 |  | ODCC-EL-ARP-0044 | Abad Rahan | 2021-07-06 | 16 | 16 |  | ODCC-EL-ARP-0053 | Abad Rahan | 2021-07-28 | 1 | 1 | [43 empty] | 17
2596 | 44 | EPSH044I5FN000 |  | Lighting System | JUNCTION BOX | SEMC TYPE Industrial Local Terminal Box LTB- 220 | 4WAY | 1071-O2-EL-PO-028-6518-A0-0-003 | OPEN PACKING LIST | Mashin Sazi Shomal | 1 | PCS | 0 |  | ODCC-EL-ARP-0053 | Abad Rahan | 2021-07-28 | 1 | 1 | [49 empty] | 1
2597 | 61 | EPSH044I5FN000 |  | Lighting System | JUNCTION BOX | SEMC TYPE Industrial Local Terminal Box LTB- 220 | 4WAY | 1071-O2-EL-PO-028-6518-A0-0-003 | OPEN PACKING LIST | Mashin Sazi Shomal | 11 | PCS | 0 |  | ODCC-EL-ARP-0044 | Abad Rahan | 2021-07-06 | 11 | 11 | [49 empty] | 11
2598 | 61 | EPSH044I5FN000 |  | Lighting System | JUNCTION BOX | SEMC TYPE Industrial Local Terminal Box LTB- 220 | 4WAY | 1071-O2-EL-PO-028-6518-A0-0-003 | OPEN PACKING LIST | Mashin Sazi Shomal | 1 | PCS | 0 |  | ODCC-EL-ARP-0053 | Abad Rahan | 2021-07-28 | 1 | 1 | [49 empty] | 1
2599 | RIB-40-03 | EPSH04QA6FN3T3 |  | Lighting System | JUNCTION BOX | SEMC Exd JUNCTION BOX TYPE EJB 20 | 4WAY | 1071-O2-EL-PO-028-6518-A0-0-005 | OPEN PACKING LIST | Mashin Sazi Shomal | 2 | PCS | 0 |  | ODCC-EL-IGC- | IGC | 2021-09-15 | 2 | 2 | [49 empty] | 2
2600 | SS-40-04 | EPSH04QA6FN3T3 |  | Lighting System | JUNCTION BOX | SEMC Exd JUNCTION BOX TYPE EJB 20 | 4WAY | 1071-O2-EL-PO-028-6518-A0-0-005 | OPEN PACKING LIST | Mashin Sazi Shomal | 3 | PCS | 3 | [55 empty] | 0
2601 | 51 | EPSH055A6FN2T3 |  | Lighting System | JUNCTION BOX | SEMC TYPE Exd Junction Box EJB 30 | 4WAY | 1071-O2-EL-PO-028-6518-A0-0-003 | OPEN PACKING LIST | Mashin Sazi Shomal | 19 | PCS | 5 |  | ODCC-EL-IGC-0127 | IGC | 2021-07-07 | 14 | 14 | [49 empty] | 14
2602 | 75 | EPSH056A6FN2T3 |  | Lighting System | JUNCTION BOX | SEMC TYPE Exd Junction Box EJB 30 | 4WAY | 1071-O2-EL-PO-028-6518-A0-0-003 | OPEN PACKING LIST | Mashin Sazi Shomal | 15 | PCS | 15 | [55 empty] | 0
2603 | 42 | EPSH056I5FN000 |  | Lighting System | JUNCTION BOX | SEMC IND. JUNCTION BOX TYPE LTB 260 | 4WAY | 1071-O2-EL-PO-028-6518-A0-0-005 | OPEN PACKING LIST | Mashin Sazi Shomal | 2 | PCS | 1 | MRV | ODCC-EL-ARP- | Abad Rahan | 2021-06-21 | 2 | 2 | [43 empty] | ODCC-EL-ARP- | Abad Rahan | 2021-07-14 | 1 | 1 |  | 1
2604 | 41 | EPSH05OI5FN000 |  | Lighting System | JUNCTION BOX | SEMC TYPE Industrial Junction box SPM 320 | 4WAY | 1071-O2-EL-PO-028-6518-A0-0-003 | OPEN PACKING LIST | Mashin Sazi Shomal | 7 | PCS | 1 |  | ODCC-EL-ARP-0049 | Abad Rahan | 2021-07-21 | 6 | 6 | [49 empty] | 6
2605 | 35 | EPSH05OI5FN000 |  | Lighting System | JUNCTION BOX | SEMC TYPE Industrial Junction box SPM 320 | 4WAY | 1071-O2-EL-PO-028-6518-A0-0-003 | OPEN PACKING LIST | Mashin Sazi Shomal | 8 | PCS | 0 |  | ODCC-EL-ARP-0057 | Abad Rahan | 2021-09-19 | 8 | 8 | [49 empty] | 8
2606 | 50 | EPSH05YA6FN2T3 |  | Lighting System | JUNCTION BOX | SEMC TYPE Exd Junction Box EJB 30 | 3WAY | 1071-O2-EL-PO-028-6518-A0-0-003 | OPEN PACKING LIST | Mashin Sazi Shomal | 163 | PCS | 14 |  | ODCC-EL-ARP-0074 | Abad Rahan | 2021-05-25 | 27 | 27 | manual | ODCC-EL-IGC-0168 | IGC | 2021-05-28 | 34 | 34 | manual | ODCC-EL-SEK-0008 | SEKAF | 2021-06-08 | 12 | 12 | manual | ODCC-EL-EXIR-0013 | EXIR | 2021-06-08 | 47 | 47 | Manual | ODCC-EL-SEK-0006 | SEKAF | 2021-10-03 | 29 | 29 | [25 empty] | 149
2607 | 50 | EPSH05YI5FN000 |  | Lighting System | JUNCTION BOX | SEMC TYPE Industrial Junction box SPM 320 | 3WAY | 1071-O2-EL-PO-028-6518-A0-0-003 | OPEN PACKING LIST | Mashin Sazi Shomal | 75 | PCS | 14 |  | ODCC-EL-ARP-0074 | Abad Rahan | 2021-05-25 | 33 | 33 | manual | ODCC-EL-IGC-0168 | IGC | 2021-05-28 | 24 | 24 | manual | ODCC-EL-SEK-0006 | SEKAF | 2021-10-03 | 4 | 4 | [37 empty] | 61
2608 | 51 | EPSH06OA6FN2T3 |  | Lighting System | JUNCTION BOX | SEMC TYPE Exd Junction Box EJB 30 | 4WAY | 1071-O2-EL-PO-028-6518-A0-0-003 | OPEN PACKING LIST | Mashin Sazi Shomal | 15 | PCS | 4 |  | ODCC-EL-IGC-0127 | IGC | 2021-07-07 | 11 | 11 | [49 empty] | 11
2609 | 55 | EPSH06OA6FN2T3 |  | Lighting System | JUNCTION BOX | SEMC TYPE Exd Junction Box EJB 30 | 4WAY | 1071-O2-EL-PO-028-6518-A0-0-003 | OPEN PACKING LIST | Mashin Sazi Shomal | 10 | PCS | 3 |  | ODCC-EL-IGC-0127 | IGC | 2021-07-07 | 5 | 5 |  | ODCC-EL-ARP-0054 | Abad Rahan | 2021-09-01 | 2 | 2 | Unit 43 | [42 empty] | 7
2610 | 42 | EPSH06OI5FN000 |  | Lighting System | JUNCTION BOX | SEMC TYPE Industrial Junction box SPM 320 | 4WAY | 1071-O2-EL-PO-028-6518-A0-0-003 | OPEN PACKING LIST | Mashin Sazi Shomal | 3 | PCS | 0 |  | ODCC-EL-ARP-0044 | Abad Rahan | 2021-07-06 | 3 | 3 | [49 empty] | 3
2611 | 41 | EPSH06OI5FN000 |  | Lighting System | JUNCTION BOX | SEMC TYPE Industrial Junction box SPM 320 | 4WAY | 1071-O2-EL-PO-028-6518-A0-0-003 | OPEN PACKING LIST | Mashin Sazi Shomal | 4 | PCS | 1 |  | ODCC-EL-ARP-0049 | Abad Rahan | 2021-07-21 | 3 | 3 | [49 empty] | 3
2612 | 20 | EPSH06OI5FN000 |  | Lighting System | JUNCTION BOX | SEMC TYPE Industrial Junction box SPM 320 | 4WAY | 1071-O2-EL-PO-028-6518-A0-0-003 | OPEN PACKING LIST | Mashin Sazi Shomal | 13 | PCS | 13 | [55 empty] | 0
2613 | 43 | EPSH06OI5FN000 |  | Lighting System | JUNCTION BOX | SEMC TYPE Industrial Junction box SPM 320 | 4WAY | 1071-O2-EL-PO-028-6518-A0-0-003 | OPEN PACKING LIST | Mashin Sazi Shomal | 3 | PCS | 3 | MRV | ODCC-EL-ARP-0049 | Abad Rahan | 2021-07-21 | 2 | 2 | [43 empty] | ODCC-EL-ARP-0006 | Abad Rahan | 2021-09-01 | 2 |  |  | 0
2614 | 44 | EPSH06OI5FN000 |  | Lighting System | JUNCTION BOX | SEMC TYPE Industrial Junction box SPM 320 | 4WAY | 1071-O2-EL-PO-028-6518-A0-0-003 | OPEN PACKING LIST | Mashin Sazi Shomal | 7 | PCS | 1 |  | ODCC-EL-ARP-0074 | Abad Rahan | 2021-06-13 | 4 | 4 | manual | ODCC-EL-ARP-0053 | Abad Rahan | 2021-07-28 | 2 | 2 | [43 empty] | 6
2615 | 61 | EPSH06OI5FN000 |  | Lighting System | JUNCTION BOX | SEMC TYPE Industrial Junction box SPM 320 | 4WAY | 1071-O2-EL-PO-028-6518-A0-0-003 | OPEN PACKING LIST | Mashin Sazi Shomal | 10 | PCS | 1 |  | ODCC-EL-ARP-0074 | Abad Rahan | 2021-06-13 | 6 | 6 | manual | ODCC-EL-ARP-0053 | Abad Rahan | 2021-07-28 | 3 | 3 | [43 empty] | 9
2616 | 51 | EPSH06UA6FN2T3 |  | Lighting System | JUNCTION BOX | SEMC TYPE Exd Junction Box EJB 110 | 4WAY | 1071-O2-EL-PO-028-6518-A0-0-003 | OPEN PACKING LIST | Mashin Sazi Shomal | 10 | PCS | 4 |  | ODCC-EL-IGC-0127 | IGC | 2021-07-07 | 6 | 6 | [49 empty] | 6
2617 | 55 | EPSH06UA6FN2T3 |  | Lighting System | JUNCTION BOX | SEMC Exd JUNCTION BOX TYPE EJB 110 | 4WAY | 1071-O2-EL-PO-028-6518-A0-0-005 | OPEN PACKING LIST | Mashin Sazi Shomal | 10 | PCS | 5 |  | ODCC-EL-IGC- | IGC | 2021-06-26 | 5 | 5 | [49 empty] | 5
2618 | 42 | EPSH06UI5FN000 |  | Lighting System | JUNCTION BOX | SEMC TYPE Industrial Junction box SPM 320 | 4WAY | 1071-O2-EL-PO-028-6518-A0-0-003 | OPEN PACKING LIST | Mashin Sazi Shomal | 3 | PCS | 0 |  | ODCC-EL-ARP-0044 | Abad Rahan | 2021-07-06 | 3 | 3 | [49 empty] | 3
2619 | 41 | EPSH06UI5FN000 |  | Lighting System | JUNCTION BOX | SEMC TYPE Industrial Junction box SPM 320 | 4WAY | 1071-O2-EL-PO-028-6518-A0-0-003 | OPEN PACKING LIST | Mashin Sazi Shomal | 4 | PCS | 1 |  | ODCC-EL-ARP-0049 | Abad Rahan | 2021-07-21 | 3 | 3 | [49 empty] | 3
2620 | 20 | EPSH06UI5FN000 |  | Lighting System | JUNCTION BOX | SEMC TYPE Industrial Junction box SPM 320 | 4WAY | 1071-O2-EL-PO-028-6518-A0-0-003 | OPEN PACKING LIST | Mashin Sazi Shomal | 8 | PCS | 8 | [55 empty] | 0
2621 | 44 | EPSH043I5FN000 |  | Lighting System | JUNCTION BOX | SEMC TYPE Industrial Local Terminal Box LTB- 220 | 4WAY | 1071-O2-EL-PO-028-6518-A0-0-003 | OPEN PACKING LIST | Mashin Sazi Shomal | 22 | PCS | 0 |  | ODCC-EL-ARP-0053 | Abad Rahan | 2021-07-28 | 22 | 22 | [49 empty] | 22
2622 | 44 | EPSH043I5FN000 |  | Lighting System | JUNCTION BOX | SEMC TYPE Industrial Local Terminal Box LTB- 220 | 4WAY | 1071-O2-EL-PO-028-6518-A0-0-003 | OPEN PACKING LIST | Mashin Sazi Shomal | 5 | PCS | 0 |  | ODCC-EL-ARP-0053 | Abad Rahan | 2021-07-28 | 5 | 5 | [49 empty] | 5
2623 | 51 | ELLD02K05AAA6FN3T3 | Ceiling Mounted | Lighting System | FIXTURE | SEMC Ex Fluorescent Lighting Fixture Type FLB - 220 / Ceiling Mounted | 2*18W | 1071-O2-EL-PO-028-6518-A0-0-005 | OPEN PACKING LIST | Mashin Sazi Shomal | 15 | PCS | 15 | [55 empty] | 0
2624 | 51 | ELLD02K05AAA6FN3T3 |  | Lighting System | Reducer | SEMC TYPE 700 Exd Reducer 3/4"Npt(M) * M20(F) C/With : Sealing Washer | 20mm | 1071-O2-EL-PO-028-6518-A0-0-005 | OPEN PACKING LIST | Mashin Sazi Shomal | 30 | PCS | 30 | [55 empty] | 0
2625 | 51 | ELLD02K05AAA6FN3T3 |  | Lighting System | Cable Gland | SEMC CABLE GLAND 453 - O - 20mm C/With : Sealing Washer , Earth Tag , Shroud | 20mm | 1071-O2-EL-PO-028-6518-A0-0-005 | OPEN PACKING LIST | Mashin Sazi Shomal | 15 | PCS | 15 | [55 empty] | 0
2626 | 51 | ELLD02K05AAA6FN3T3 |  | Lighting System | Plug | SEMC TYPE 800 Exd PLUG - M20 C/With : Sealing Washer | 20mm | 1071-O2-EL-PO-028-6518-A0-0-005 | OPEN PACKING LIST | Mashin Sazi Shomal | 15 | PCS | 15 | [55 empty] | 0
2627 | 51 | ELLD02K05AAA6FN3T3 |  | Lighting System | Lamp | Fluorescent Lamp 18W | 18W | 1071-O2-EL-PO-028-6518-A0-0-005 | OPEN PACKING LIST | Mashin Sazi Shomal | 30 | PCS | 30 | [55 empty] | 0
2628 | 35 | ELLD02K13AAA6FN3T3 | Pole Mounted | Lighting System | FIXTURE | SEMC Ex Fluorescent Lighting Fixture Type FLB - 220 | 2*18W | 1071-O2-EL-PO-028-6518-A0-0-005 | OPEN PACKING LIST | Mashin Sazi Shomal | 29 | PCS | 2 |  | ODCC-EL-ARP- | Abad Rahan | 2021-09-19 | 27 | 27 | [49 empty] | 27
2629 | 35 | ELLD02K13AAA6FN3T3 |  | Lighting System | Reducer | SEMC TYPE 700 Exd Reducer 3/4"Npt(M) * M20(F) C/With : Sealing Washer | 20mm | 1071-O2-EL-PO-028-6518-A0-0-005 | OPEN PACKING LIST | Mashin Sazi Shomal | 29 | PCS | 2 |  | ODCC-EL-ARP- | Abad Rahan | 2021-09-19 | 27 | 27 | [49 empty] | 27
2630 | 35 | ELLD02K13AAA6FN3T3 |  | Lighting System | Cable Gland | SEMC CABLE GLAND 453 - O - 20mm C/With : Sealing Washer , Earth Tag , Shroud | 20mm | 1071-O2-EL-PO-028-6518-A0-0-005 | OPEN PACKING LIST | Mashin Sazi Shomal | 29 | PCS | 2 |  | ODCC-EL-ARP- | Abad Rahan | 2021-09-19 | 27 | 27 | [49 empty] | 27
2631 | 35 | ELLD02K13AAA6FN3T3 |  | Lighting System | Plug | SEMC TYPE 800 Exd PLUG - 3/4"Npt C/With : Sealing Washer | 20mm | 1071-O2-EL-PO-028-6518-A0-0-005 | OPEN PACKING LIST | Mashin Sazi Shomal | 29 | PCS | 2 |  | ODCC-EL-ARP- | Abad Rahan | 2021-09-19 | 27 | 27 | [49 empty] | 27
2632 | 35 | ELLF10G12AAA6FN2T3 | Floodlight Fixture | Lighting System | FIXTURE | SEMC TYPE Ex.Flood lighting fixture FLD-220 | 1*400W | 1071-O2-EL-PO-028-6518-A0-0-003 | OPEN PACKING LIST | Mashin Sazi Shomal | 1 | PCS | 0 |  | ODCC-EL-ARP-0057 | Abad Rahan | 2021-09-19 | 1 | 1 | [49 empty] | 1
2633 | 35 | ELLF10G12AAA6FN2T3 |  | Lighting System | Cable Gland | SEMC CABLE GLAND 453 - A - 20mm C/With : Sealing Washer , Earth Tag , Shruod | 20mm | 1071-O2-EL-PO-028-6518-A0-0-005 | OPEN PACKING LIST | Mashin Sazi Shomal | 1 | PCS | 0 |  | ODCC-EL-ARP- | Abad Rahan | 2021-09-19 | 1 | 1 | [49 empty] | 1
2634 | 35 | ELLF10G12AAA6FN2T3 |  | Lighting System | Plug | SEMC TYPE 800 Exd PLUG - M20 C/With : Sealing Washer | 20mm | 1071-O2-EL-PO-028-6518-A0-0-005 | OPEN PACKING LIST | Mashin Sazi Shomal | 1 | PCS | 0 |  | ODCC-EL-ARP- | Abad Rahan | 2021-09-19 | 1 | 1 | [49 empty] | 1
2635 | 51 | ELLF10G12AAA6FN2T3 | Floodlight Fixture | Lighting System | FIXTURE | SEMC TYPE Ex.Flood lighting fixture FLD-220 | 1*400W | 1071-O2-EL-PO-028-6518-A0-0-003 | OPEN PACKING LIST | Mashin Sazi Shomal | 11 | PCS | 11 | [55 empty] | 0
2636 | 51 | ELLF10G12AAA6FN2T3 |  | Lighting System | Cable Gland | SEMC CABLE GLAND 453 - A - 20mm C/With : Sealing Washer , Earth Tag , Shroud | 20mm | 1071-O2-EL-PO-028-6518-A0-0-005 | OPEN PACKING LIST | Mashin Sazi Shomal | 11 | PCS | 11 | [55 empty] | 0
2637 | 51 | ELLF10G12AAA6FN2T3 |  | Lighting System | Plug | SEMC TYPE 800 Exd PLUG - M20 C/With : Sealing Washer | 20mm | 1071-O2-EL-PO-028-6518-A0-0-005 | OPEN PACKING LIST | Mashin Sazi Shomal | 11 | PCS | 11 | [55 empty] | 0
2638 | 75 | ELLM10F04AAA6FN2T3 | Hi-Bay Lighting | Lighting System | FIXTURE | SEMC TYPE Ex.Flood lighting fixture FLD-125 | 1*250W | 1071-O2-EL-PO-028-6518-A0-0-003 | OPEN PACKING LIST | Mashin Sazi Shomal | 25 | PCS | 25 | [55 empty] | 0
2639 | 75 | ELLM10F04AAA6FN2T3 |  | Lighting System | Cable Gland | SEMC CABLE GLAND 453 - A - 20mm C/With : Sealing Washer , Earth Tag , Shroud | 20mm | 1071-O2-EL-PO-028-6518-A0-0-005 | OPEN PACKING LIST | Mashin Sazi Shomal | 25 | PCS | 25 | [55 empty] | 0
2640 | 75 | ELLM10F04AAA6FN2T3 |  | Lighting System | Plug | SEMC TYPE 800 Exd PLUG - M20 C/With : Sealing Washer | 20mm | 1071-O2-EL-PO-028-6518-A0-0-005 | OPEN PACKING LIST | Mashin Sazi Shomal | 25 | PCS | 25 | [55 empty] | 0
2641 | 55 | ELLD02K13AAA6FN2T3 | Pole Mounted | Lighting System | FIXTURE | SEMC Ex Fluorescent Lighting Fixture Type FLB - 220 / Pole Mounted | 2*18W | 1071-O2-EL-PO-028-6518-A0-0-005 | OPEN PACKING LIST | Mashin Sazi Shomal | 185 | PCS | 134 |  | ODCC-EL-IGC- | IGC | 2021-08-15 | 51 | 51 | [49 empty] | 51
2642 | 55 | ELLD02K13AAA6FN2T3 |  | Lighting System | Reducer | SEMC TYPE 700 Exd Reducer 3/4"Npt(M) * M20(F) C/With : Sealing Washer | 20mm | 1071-O2-EL-PO-028-6518-A0-0-005 | OPEN PACKING LIST | Mashin Sazi Shomal | 185 | PCS | 134 |  | ODCC-EL-IGC- | IGC | 2021-08-15 | 51 | 51 | [49 empty] | 51
2643 | 55 | ELLD02K13AAA6FN2T3 |  | Lighting System | Cable Gland | SEMC CABLE GLAND 453 - O - 20mm C/With : Sealing Washer , Earth Tag , Shroud | 20mm | 1071-O2-EL-PO-028-6518-A0-0-005 | OPEN PACKING LIST | Mashin Sazi Shomal | 185 | PCS | 134 |  | ODCC-EL-IGC- | IGC | 2021-08-15 | 51 | 51 | [49 empty] | 51
2644 | 55 | ELLD02K13AAA6FN2T3 |  | Lighting System | Plug | SEMC TYPE 800 Exd PLUG - 3/4"Npt C/With : Sealing Washer | 20mm | 1071-O2-EL-PO-028-6518-A0-0-005 | OPEN PACKING LIST | Mashin Sazi Shomal | 185 | PCS | 134 |  | ODCC-EL-IGC- | IGC | 2021-08-15 | 51 | 51 | [49 empty] | 51
2645 | 55 | ELLD02K13AAA6FN2T3 |  | Lighting System | Lamp | Fluorescent Lamp 18 | 18W | 1071-O2-EL-PO-028-6518-A0-0-005 | OPEN PACKING LIST | Mashin Sazi Shomal | 370 | PCS | 268 |  | ODCC-EL-IGC- | IGC | 2021-08-15 | 102 | 102 | [49 empty] | 102
2646 | 75 | ELLD02K13AAA6FN2T3 | Pole Mounted | Lighting System | FIXTURE | SEMC Ex Fluorescent Lighting Fixture Type FLB - 220 / Pole Mounted | 2*18W | 1071-O2-EL-PO-028-6518-A0-0-005 | OPEN PACKING LIST | Mashin Sazi Shomal | 275 | PCS | 218 |  | ODCC-EL-IGC- | IGC | 2021-08-15 | 57 | 57 | [49 empty] | 57
2647 | 75 | ELLD02K13AAA6FN2T3 |  | Lighting System | Reducer | SEMC TYPE 700 Exd Reducer 3/4"Npt(M) * M20(F) C/With : Sealing Washer | 20mm | 1071-O2-EL-PO-028-6518-A0-0-005 | OPEN PACKING LIST | Mashin Sazi Shomal | 275 | PCS | 218 |  | ODCC-EL-IGC- | IGC | 2021-08-15 | 57 | 57 | [49 empty] | 57
2648 | 75 | ELLD02K13AAA6FN2T3 |  | Lighting System | Cable Gland | SEMC CABLE GLAND 453 - O - 20mm C/With : Sealing Washer , Earth Tag , Shroud | 20mm | 1071-O2-EL-PO-028-6518-A0-0-005 | OPEN PACKING LIST | Mashin Sazi Shomal | 275 | PCS | 218 |  | ODCC-EL-IGC- | IGC | 2021-08-15 | 57 | 57 | [49 empty] | 57
2649 | 75 | ELLD02K13AAA6FN2T3 |  | Lighting System | Plug | SEMC TYPE 800 Exd PLUG - 3/4"Npt C/With : Sealing Washer | 20mm | 1071-O2-EL-PO-028-6518-A0-0-005 | OPEN PACKING LIST | Mashin Sazi Shomal | 275 | PCS | 218 |  | ODCC-EL-IGC- | IGC | 2021-08-15 | 57 | 57 | [49 empty] | 57
2650 | 75 | ELLD02K13AAA6FN2T3 |  | Lighting System | Lamp | Fluorescent Lamp 18 | 18W | 1071-O2-EL-PO-028-6518-A0-0-005 | OPEN PACKING LIST | Mashin Sazi Shomal | 550 | PCS | 436 |  | ODCC-EL-IGC- | IGC | 2021-08-15 | 114 | 114 | [49 empty] | 114
2651 | 51 | ELLD02K13AAA6FN2T3 | Pole Mounted | Lighting System | FIXTURE | SEMC Ex Fluorescent Lighting Fixture Type FLB - 220 / Pole Mounted | 2*18W | 1071-O2-EL-PO-028-6518-A0-0-005 | OPEN PACKING LIST | Mashin Sazi Shomal | 530 | PCS | 37 |  | ODCC-EL-IGC- | IGC | 2021-08-15 | 93 | 93 |  | ODCC-EL-IGC-0203 | IGC | 2021-12-28 | 400 | 400 | [43 empty] | 493
2652 | 51 | ELLD02K13AAA6FN2T3 |  | Lighting System | Reducer | SEMC TYPE 700 Exd Reducer 3/4"Npt(M) * M20(F) C/With : Sealing Washer | 20mm | 1071-O2-EL-PO-028-6518-A0-0-005 | OPEN PACKING LIST | Mashin Sazi Shomal | 650 | PCS | 87 |  | ODCC-EL-IGC- | IGC | 2021-08-15 | 93 | 93 |  | ODCC-EL-IGC-0203 | IGC | 2021-12-28 | 400 | 400 |  | ODCC-EL-IGC-0226 | IGC | 2022-01-22 | 70 | 70 | [37 empty] | 563
2653 | 51 | ELLD02K13AAA6FN2T3 |  | Lighting System | Cable Gland | SEMC CABLE GLAND 453 - O - 20mm C/With : Sealing Washer , Earth Tag , Shroud | 20mm | 1071-O2-EL-PO-028-6518-A0-0-005 | OPEN PACKING LIST | Mashin Sazi Shomal | 650 | PCS | 87 |  | ODCC-EL-IGC- | IGC | 2021-08-15 | 93 | 93 |  | ODCC-EL-IGC-0203 | IGC | 2021-12-28 | 400 | 400 |  | ODCC-EL-IGC-0226 | IGC | 2022-01-22 | 70 | 70 | [37 empty] | 563
2654 | 51 | ELLD02K13AAA6FN2T3 |  | Lighting System | Plug | SEMC TYPE 800 Exd PLUG - 3/4"Npt C/With : Sealing Washer | 20mm | 1071-O2-EL-PO-028-6518-A0-0-005 | OPEN PACKING LIST | Mashin Sazi Shomal | 650 | PCS | 87 |  | ODCC-EL-IGC- | IGC | 2021-08-15 | 93 | 93 |  | ODCC-EL-IGC-0203 | IGC | 2021-12-28 | 400 | 400 |  | ODCC-EL-IGC-0226 | IGC | 2022-01-22 | 70 | 70 | [37 empty] | 563
2655 | 51 | ELLD02K13AAA6FN2T3 |  | Lighting System | Lamp | Fluorescent Lamp 18W | 18W | 1071-O2-EL-PO-028-6518-A0-0-005 | OPEN PACKING LIST | Mashin Sazi Shomal | 1060 | PCS | 74 |  | ODCC-EL-IGC- | IGC | 2021-08-15 | 186 | 186 |  | ODCC-EL-IGC-0203 | IGC | 2021-12-28 | 800 | 800 | [43 empty] | 986
2656 | 42 | EPSH03MA6FN2T3 |  | Lighting System | Cable Gland | SEMC CABLE GLAND 453 - O - 20mm C/With : Sealing Washer , Earth Tag , Shroud | 20mm | 1071-O2-EL-PO-028-6518-A0-0-005 | OPEN PACKING LIST | Mashin Sazi Shomal | 30 | PCS | 12 | MRV | ODCC-EL-ARP- | Abad Rahan | 2021-06-21 | 28 | 28 | MRV=10 | [42 empty] | ODCC-EL-ARP- | Abad Rahan | 2021-09-01 | 10 |  |  | 18
2657 | 42 | EPSH03MA6FN2T3 |  | Lighting System | Cable Gland | SEMC CABLE GLAND 453 - A - 20mm C/With : Sealing Washer , Earth Tag , Shroud | 20mm | 1071-O2-EL-PO-028-6518-A0-0-005 | OPEN PACKING LIST | Mashin Sazi Shomal | 30 | PCS | 6 |  | ODCC-EL-ARP- | Abad Rahan | 2021-06-21 | 24 | 24 | [49 empty] | 24
2658 | 42 | EPSH03MA6FN2T3 |  | Lighting System | Cable Gland | SEMC CABLE GLAND 453 - A - 20mm C/With : Sealing Washer , Earth Tag , Shroud | 20mm | 1071-O2-EL-PO-028-6518-A0-0-005 | OPEN PACKING LIST | Mashin Sazi Shomal | 24 | PCS | 6 |  | ODCC-EL-ARP- | Abad Rahan | 2021-06-21 | 5 | 5 |  | ODCC-EL-ARP- | Abad Rahan | 2021-08-30 | 13 | 13 | [43 empty] | 18
2659 | 43 | EPSH03MA6FN2T3 |  | Lighting System | Cable Gland | SEMC CABLE GLAND 453 - O - 20mm C/With : Sealing Washer , Earth Tag , Shroud | 20mm | 1071-O2-EL-PO-028-6518-A0-0-005 | OPEN PACKING LIST | Mashin Sazi Shomal | 42 | PCS | 10 |  | ODCC-EL-ARP- | Abad Rahan | 2021-07-21 | 32 | 32 | [49 empty] | 32
2660 | 43 | EPSH03MA6FN2T3 |  | Lighting System | Cable Gland | SEMC CABLE GLAND 453 - A - 20mm C/With : Sealing Washer , Earth Tag , Shroud | 20mm | 1071-O2-EL-PO-028-6518-A0-0-005 | OPEN PACKING LIST | Mashin Sazi Shomal | 42 | PCS | 11 |  | ODCC-EL-ARP- | Abad Rahan | 2021-07-21 | 31 | 31 | [49 empty] | 31
2661 | 43 | EPSH03MA6FN2T3 |  | Lighting System | Cable Gland | SEMC CABLE GLAND 453 - A - 20mm C/With : Sealing Washer , Earth Tag , Shroud | 20mm | 1071-O2-EL-PO-028-6518-A0-0-005 | OPEN PACKING LIST | Mashin Sazi Shomal | 16 | PCS | 2 |  | ODCC-EL-ARP- | Abad Rahan | 2021-07-21 | 14 | 14 | [49 empty] | 14
2662 | 51 | EPSH03MA6FN2T3 |  | Lighting System | Cable Gland | SEMC CABLE GLAND 453 - O - 20mm C/With : Sealing Washer , Earth Tag , Shroud | 20mm | 1071-O2-EL-PO-028-6518-A0-0-005 | OPEN PACKING LIST | Mashin Sazi Shomal | 1230 | PCS | 443 |  | ODCC-EL-IGC- | IGC | 2021-06-26 | 787 | 787 | [49 empty] | 787
2663 | 51 | EPSH03MA6FN2T3 |  | Lighting System | Cable Gland | SEMC CABLE GLAND 453 - A - 20mm C/With : Sealing Washer , Earth Tag , Shroud | 20mm | 1071-O2-EL-PO-028-6518-A0-0-005 | OPEN PACKING LIST | Mashin Sazi Shomal | 1310 | PCS | 444 |  | ODCC-EL-IGC- | IGC | 2021-06-26 | 866 | 866 | [49 empty] | 866
2664 | 55 | EPSH03MA6FN2T3 |  | Lighting System | Cable Gland | SEMC CABLE GLAND 453 - O - 20mm C/With : Sealing Washer , Earth Tag , Shroud | 20mm | 1071-O2-EL-PO-028-6518-A0-0-005 | OPEN PACKING LIST | Mashin Sazi Shomal | 372 | PCS | 108 |  | ODCC-EL-IGC- | IGC | 2021-06-26 | 264 | 264 | [49 empty] | 264
2665 | 55 | EPSH03MA6FN2T3 |  | Lighting System | Cable Gland | SEMC CABLE GLAND 453 - A - 20mm C/With : Sealing Washer , Earth Tag , Shroud | 20mm | 1071-O2-EL-PO-028-6518-A0-0-005 | OPEN PACKING LIST | Mashin Sazi Shomal | 444 | PCS | 144 |  | ODCC-EL-IGC- | IGC | 2021-06-26 | 300 | 300 | [49 empty] | 300
2666 | 75 | EPSH03MA6FN2T3 |  | Lighting System | Cable Gland | SEMC CABLE GLAND 453 - O - 20mm C/With : Sealing Washer , Earth Tag , Shroud | 20mm | 1071-O2-EL-PO-028-6518-A0-0-005 | OPEN PACKING LIST | Mashin Sazi Shomal | 462 | PCS | 116 |  | ODCC-EL-IGC- | IGC | 2021-06-26 | 346 | 346 | [49 empty] | 346
2667 | 75 | EPSH03MA6FN2T3 |  | Lighting System | Cable Gland | SEMC CABLE GLAND 453 - A - 20mm C/With : Sealing Washer , Earth Tag , Shroud | 20mm | 1071-O2-EL-PO-028-6518-A0-0-005 | OPEN PACKING LIST | Mashin Sazi Shomal | 462 | PCS | 115 |  | ODCC-EL-IGC- | IGC | 2021-06-26 | 347 | 347 | [49 empty] | 347
2668 | 35 | EPSH03MA6FN3T3 |  | Lighting System | Cable Gland | SEMC CABLE GLAND 453 - O - 20mm C/With : Sealing Washer , Earth Tag , Shruod | 20mm | 1071-O2-EL-PO-028-6518-A0-0-005 | OPEN PACKING LIST | Mashin Sazi Shomal | 50 | PCS | 4 |  | ODCC-EL-ARP- | Abad Rahan | 2021-09-19 | 46 | 46 | [49 empty] | 46
2669 | 35 | EPSH03MA6FN3T3 |  | Lighting System | Cable Gland | SEMC CABLE GLAND VBL453 - B - 25mm C/With : Sealing Washer , Earth Tag , Shruod | 25mm | 1071-O2-EL-PO-028-6518-A0-0-005 | OPEN PACKING LIST | Mashin Sazi Shomal | 50 | PCS | 50 | [55 empty] | 0
2670 | 51 | EPSH03MA6FN3T3 |  | Lighting System | Cable Gland | SEMC CABLE GLAND 453 - O - 20mm C/With : Sealing Washer , Earth Tag , Shroud | 20mm | 1071-O2-EL-PO-028-6518-A0-0-005 | OPEN PACKING LIST | Mashin Sazi Shomal | 544 | PCS | 344 |  | ODCC-EL-IGC-0218 | IGC | 2022-01-17 | 200 | 200 | [49 empty] | 200
2671 | 51 | EPSH03MA6FN3T3 |  | Lighting System | Cable Gland | SEMC CABLE GLAND 453 - A - 20mm C/With : Sealing Washer , Earth Tag , Shroud | 20mm | 1071-O2-EL-PO-028-6518-A0-0-005 | OPEN PACKING LIST | Mashin Sazi Shomal | 544 | PCS | 344 |  | ODCC-EL-IGC-0218 | IGC | 2022-01-17 | 200 | 200 | [49 empty] | 200
2672 | 41 | EPSH03MI5FN000 |  | Lighting System | Cable Gland | SEMC CABLE GLAND 153 - O - 20mm C/With : Sealing Washer , Locknut , Earth Tag , Shroud | 20mm | 1071-O2-EL-PO-028-6518-A0-0-005 | OPEN PACKING LIST | Mashin Sazi Shomal | 234 | PCS | 73 |  | ODCC-EL-ARP- | Abad Rahan | 2021-07-21 | 161 | 161 | [49 empty] | 161
2673 | 41 | EPSH03MI5FN000 |  | Lighting System | Cable Gland | SEMC CABLE GLAND 153 - A - 20mm C/With : Sealing Washer , Locknut , Earth Tag , Shroud | 20mm | 1071-O2-EL-PO-028-6518-A0-0-005 | OPEN PACKING LIST | Mashin Sazi Shomal | 234 | PCS | 73 |  | ODCC-EL-ARP- | Abad Rahan | 2021-07-21 | 161 | 161 | [49 empty] | 161
2674 | 41 | EPSH03MI5FN000 |  | Lighting System | Cable Gland | SEMC CABLE GLAND 153 - A - 20mm C/With : Sealing Washer , Locknut , Earth Tag , Shroud | 20mm | 1071-O2-EL-PO-028-6518-A0-0-005 | OPEN PACKING LIST | Mashin Sazi Shomal | 44 | PCS | 13 |  | ODCC-EL-ARP- | Abad Rahan | 2021-07-21 | 31 | 31 | [49 empty] | 31
2675 | 42 | EPSH03MI5FN000 |  | Lighting System | Cable Gland | SEMC CABLE GLAND 153 - O - 20mm C/With : Sealing Washer , Locknut , Earth Tag , Shroud | 20mm | 1071-O2-EL-PO-028-6518-A0-0-005 | OPEN PACKING LIST | Mashin Sazi Shomal | 118 | PCS | 58 | MRV | ODCC-EL-ARP- | Abad Rahan | 2021-06-21 | 101 | 101 | [43 empty] | ODCC-EL-ARP- | Abad Rahan | 2021-09-01 | 41 | 41 |  | 60
2676 | 42 | EPSH03MI5FN000 |  | Lighting System | Cable Gland | SEMC CABLE GLAND 153 - A - 20mm C/With : Sealing Washer , Locknut , Earth Tag , Shroud | 20mm | 1071-O2-EL-PO-028-6518-A0-0-005 | OPEN PACKING LIST | Mashin Sazi Shomal | 118 | PCS | 23 |  | ODCC-EL-ARP- | Abad Rahan | 2021-06-21 | 95 | 95 | [49 empty] | 95
2677 | 42 | EPSH03MI5FN000 |  | Lighting System | Cable Gland | SEMC CABLE GLAND 153 - A - 20mm C/With : Sealing Washer , Locknut , Earth Tag , Shroud | 20mm | 1071-O2-EL-PO-028-6518-A0-0-005 | OPEN PACKING LIST | Mashin Sazi Shomal | 32 | PCS | 9 |  | ODCC-EL-ARP- | Abad Rahan | 2021-06-21 | 5 | 5 |  | ODCC-EL-ARP- | Abad Rahan | 2021-08-30 | 18 | 18 | [43 empty] | 23
2678 | 44 | EPSH03MI5FN000 |  | Lighting System | Cable Gland | SEMC CABLE GLAND 153 - O - 20mm C/With : Sealing Washer , Locknut , Earth Tag , Shroud | 20mm | 1071-O2-EL-PO-028-6518-A0-0-005 | OPEN PACKING LIST | Mashin Sazi Shomal | 44 | PCS | 6 |  | ODCC-EL-ARP- | Abad Rahan | 2021-07-28 | 36 | 38 | [49 empty] | 38
2679 | 44 | EPSH03MI5FN000 |  | Lighting System | Cable Gland | SEMC CABLE GLAND 153 - A - 20mm C/With : Sealing Washer , Locknut , Earth Tag , Shroud | 20mm | 1071-O2-EL-PO-028-6518-A0-0-005 | OPEN PACKING LIST | Mashin Sazi Shomal | 44 | PCS | 15 |  | ODCC-EL-ARP- | Abad Rahan | 2021-07-28 | 27 | 29 | [49 empty] | 29
2680 | 44 | EPSH03MI5FN000 |  | Lighting System | Cable Gland | SEMC CABLE GLAND 153 - A - 20mm C/With : Sealing Washer , Locknut , Earth Tag , Shroud | 20mm | 1071-O2-EL-PO-028-6518-A0-0-005 | OPEN PACKING LIST | Mashin Sazi Shomal | 20 | PCS | 5 |  | ODCC-EL-ARP- | Abad Rahan | 2021-07-28 | 15 | 15 | [49 empty] | 15
2681 | 61 | EPSH03MI5FN000 |  | Lighting System | Cable Gland | SEMC CABLE GLAND 153 - O - 20mm C/With : Sealing Washer , Locknut , Earth Tag , Shroud | 20mm | 1071-O2-EL-PO-028-6518-A0-0-005 | OPEN PACKING LIST | Mashin Sazi Shomal | 70 | PCS | 14 |  | ODCC-EL-ARP- | Abad Rahan | 2021-07-28 | 56 | 56 | 44+12=56 | [48 empty] | 56
2682 | 61 | EPSH03MI5FN000 |  | Lighting System | Cable Gland | SEMC CABLE GLAND 153 - A - 20mm C/With : Sealing Washer , Locknut , Earth Tag , Shroud | 20mm | 1071-O2-EL-PO-028-6518-A0-0-005 | OPEN PACKING LIST | Mashin Sazi Shomal | 70 | PCS | 29 |  | ODCC-EL-ARP- | Abad Rahan | 2021-07-28 | 41 | 41 | 28+13=41 | [48 empty] | 41
2683 | 61 | EPSH03MI5FN000 |  | Lighting System | Cable Gland | SEMC CABLE GLAND 153 - A - 20mm C/With : Sealing Washer , Locknut , Earth Tag , Shroud | 20mm | 1071-O2-EL-PO-028-6518-A0-0-005 | OPEN PACKING LIST | Mashin Sazi Shomal | 24 | PCS | 8 |  | ODCC-EL-ARP- | Abad Rahan | 2021-07-28 | 16 | 16 | [49 empty] | 16
2684 | CR-40-02 | EPSH041A6FN3T3 |  | Lighting System | Cable Gland | SEMC CABLE GLAND 421 - B - 25mm C/With : Sealing Washer , Earth Tag , Shroud | 25mm | 1071-O2-EL-PO-028-6518-A0-0-005 | OPEN PACKING LIST | Mashin Sazi Shomal | 30 | PCS | 30 | [55 empty] | 0
2685 | RIB-40-01 | EPSH041A6FN3T3 |  | Lighting System | Cable Gland | SEMC CABLE GLAND 421 - B - 25mm C/With : Sealing Washer , Earth Tag , Shroud | 25mm | 1071-O2-EL-PO-028-6518-A0-0-005 | OPEN PACKING LIST | Mashin Sazi Shomal | 21 | PCS | 0 |  | ODCC-EL-IGC- | IGC | 2021-09-15 | 21 | 21 | [49 empty] | 21
2686 | RIB-40-02 | EPSH041A6FN3T3 |  | Lighting System | Cable Gland | SEMC CABLE GLAND 421 - B - 25mm C/With : Sealing Washer , Earth Tag , Shroud | 25mm | 1071-O2-EL-PO-028-6518-A0-0-005 | OPEN PACKING LIST | Mashin Sazi Shomal | 30 | PCS | 0 |  | ODCC-EL-IGC- | IGC | 2021-09-15 | 30 | 30 | [49 empty] | 30
2687 | RIB-40-03 | EPSH041A6FN3T3 |  | Lighting System | Cable Gland | SEMC CABLE GLAND 421 - B - 25mm C/With : Sealing Washer , Earth Tag , Shroud | 25mm | 1071-O2-EL-PO-028-6518-A0-0-005 | OPEN PACKING LIST | Mashin Sazi Shomal | 36 | PCS | 0 |  | ODCC-EL-IGC- | IGC | 2021-09-15 | 36 | 36 | [49 empty] | 36
2688 | SS-40-03 | EPSH041A6FN3T3 |  | Lighting System | Cable Gland | SEMC CABLE GLAND 421 - B - 25mm C/With : Sealing Washer , Earth Tag , Shroud | 25mm | 1071-O2-EL-PO-028-6518-A0-0-005 | OPEN PACKING LIST | Mashin Sazi Shomal | 3 | PCS | 3 | [55 empty] | 0
2689 | SS-40-04 | EPSH041A6FN3T3 |  | Lighting System | Cable Gland | SEMC CABLE GLAND 421 - B - 25mm C/With : Sealing Washer , Earth Tag , Shroud | 25mm | 1071-O2-EL-PO-028-6518-A0-0-005 | OPEN PACKING LIST | Mashin Sazi Shomal | 3 | PCS | 3 | [55 empty] | 0
2690 | SS-40-05 | EPSH041A6FN3T3 |  | Lighting System | Cable Gland | SEMC CABLE GLAND 421 - B - 25mm C/With : Sealing Washer , Earth Tag , Shroud | 25mm | 1071-O2-EL-PO-028-6518-A0-0-005 | OPEN PACKING LIST | Mashin Sazi Shomal | 3 | PCS | 3 | [55 empty] | 0
2691 | SS-40-03 | EPSH042A6FN3T3 |  | Lighting System | Cable Gland | SEMC CABLE GLAND 421 - B - 25mm C/With : Sealing Washer , Earth Tag , Shroud | 25mm | 1071-O2-EL-PO-028-6518-A0-0-005 | OPEN PACKING LIST | Mashin Sazi Shomal | 10 | PCS | 0 |  | ODCC-EL-IGC- | IGC | 2021-11-02 | 10 | 10 | [49 empty] | 10
2692 | SS-40-05 | EPSH042A6FN3T3 |  | Lighting System | Cable Gland | SEMC CABLE GLAND 421 - B - 25mm C/With : Sealing Washer , Earth Tag , Shroud | 25mm | 1071-O2-EL-PO-028-6518-A0-0-005 | OPEN PACKING LIST | Mashin Sazi Shomal | 5 | PCS | 0 |  | ODCC-EL-IGC- | IGC | 2021-08-09 | 5 | 5 | [49 empty] | 5
2693 | SS-40-09 | EPSH042A6FN3T3 |  | Lighting System | Cable Gland | SEMC CABLE GLAND 421 - B - 25mm C/With : Sealing Washer , Earth Tag , Shroud | 25mm | 1071-O2-EL-PO-028-6518-A0-0-005 | OPEN PACKING LIST | Mashin Sazi Shomal | 5 | PCS | 0 |  | ODCC-EL-IGC- | IGC | 2021-08-09 | 5 | 5 | [49 empty] | 5
2694 | 35 | EPSH043A6FN2T3 |  | Lighting System | Cable Gland | SEMC CABLE GLAND 453 - O - 20mm C/With : Sealing Washer , Earth Tag , Shruod | 20mm | 1071-O2-EL-PO-028-6518-A0-0-005 | OPEN PACKING LIST | Mashin Sazi Shomal | 54 | PCS | 28 |  | ODCC-EL-ARP- | Abad Rahan | 2021-09-19 | 26 | 26 | [49 empty] | 26
2695 | 35 | EPSH043A6FN2T3 |  | Lighting System | Cable Gland | SEMC CABLE GLAND VBL453 - B - 25mm C/With : Sealing Washer , Earth Tag , Shruod | 25mm | 1071-O2-EL-PO-028-6518-A0-0-005 | OPEN PACKING LIST | Mashin Sazi Shomal | 54 | PCS | 9 |  | ODCC-EL-ARP- | Abad Rahan | 2021-09-19 | 45 | 45 | [49 empty] | 45
2696 | 55 | EPSH043A6FN2T3 |  | Lighting System | Cable Gland | SEMC CABLE GLAND 453 - O - 20mm C/With : Sealing Washer , Earth Tag , Shroud | 20mm | 1071-O2-EL-PO-028-6518-A0-0-005 | OPEN PACKING LIST | Mashin Sazi Shomal | 15 | PCS | 7 |  | ODCC-EL-IGC- | IGC | 2021-06-26 | 8 | 8 | [49 empty] | 8
2697 | 55 | EPSH043A6FN2T3 |  | Lighting System | Cable Gland | SEMC CABLE GLAND 453 - A - 20mm C/With : Sealing Washer , Earth Tag , Shroud | 20mm | 1071-O2-EL-PO-028-6518-A0-0-005 | OPEN PACKING LIST | Mashin Sazi Shomal | 15 | PCS | 8 |  | ODCC-EL-IGC- | IGC | 2021-06-26 | 7 | 7 | [49 empty] | 7
2698 | 55 | EPSH043A6FN2T3 |  | Lighting System | Cable Gland | SEMC CABLE GLAND VBL453 - B - 25mm C/With : Sealing Washer , Earth Tag , Shroud | 25mm | 1071-O2-EL-PO-028-6518-A0-0-005 | OPEN PACKING LIST | Mashin Sazi Shomal | 30 | PCS | 0 |  | ODCC-EL-IGC- | IGC | 2021-06-26 | 30 | 30 | [49 empty] | 30
2699 | 75 | EPSH043A6FN2T3 | Suitable for 6 mm² Cable | Lighting System | Cable Gland | SEMC CABLE GLAND 453 - O - 20mm C/With : Sealing Washer , Earth Tag , Shroud | 20mm | 1071-O2-EL-PO-028-6518-A0-0-005 | OPEN PACKING LIST | Mashin Sazi Shomal | 32 | PCS | 32 | [55 empty] | 0
2700 | 75 | EPSH043A6FN2T3 | Suitable for 6 mm² Cable | Lighting System | Cable Gland | SEMC CABLE GLAND VBL453 - B - 25mm C/With : Sealing Washer , Earth Tag , Shroud | 25mm | 1071-O2-EL-PO-028-6518-A0-0-005 | OPEN PACKING LIST | Mashin Sazi Shomal | 32 | PCS | 32 | [55 empty] | 0
2701 | 75 | EPSH043A6FN2T3 | Suitable for 16 & 2.5 mm² Cable | Lighting System | Cable Gland | SEMC CABLE GLAND 453 - O - 20mm C/With : Sealing Washer , Earth Tag , Shroud | 20mm | 1071-O2-EL-PO-028-6518-A0-0-005 | OPEN PACKING LIST | Mashin Sazi Shomal | 48 | PCS | 48 | [55 empty] | 0
2702 | 75 | EPSH043A6FN2T3 | Suitable for 16 & 2.5 mm² Cable | Lighting System | Cable Gland | SEMC CABLE GLAND 453 - B - 25mm C/With : Sealing Washer , Earth Tag , Shroud | 25mm | 1071-O2-EL-PO-028-6518-A0-0-005 | OPEN PACKING LIST | Mashin Sazi Shomal | 48 | PCS | 48 | [55 empty] | 0
2703 | 51 | EPSH043A6FN2T3 |  | Lighting System | Cable Gland | SEMC CABLE GLAND 453 - O - 20mm C/With : Sealing Washer , Earth Tag , Shroud | 20mm | 1071-O2-EL-PO-028-6518-A0-0-005 | OPEN PACKING LIST | Mashin Sazi Shomal | 54 | PCS | 50 |  | ODCC-EL-IGC- | IGC | 2021-06-26 | 4 | 4 | for level gauge | [48 empty] | 4
2704 | 51 | EPSH043A6FN2T3 |  | Lighting System | Cable Gland | SEMC CABLE GLAND 453 - A - 20mm C/With : Sealing Washer , Earth Tag , Shroud | 20mm | 1071-O2-EL-PO-028-6518-A0-0-005 | OPEN PACKING LIST | Mashin Sazi Shomal | 54 | PCS | 50 |  | ODCC-EL-IGC- | IGC | 2021-06-26 | 4 | 4 | for level gauge | [48 empty] | 4
2705 | 51 | EPSH043A6FN2T3 |  | Lighting System | Cable Gland | SEMC CABLE GLAND VBL453 - B - 25mm C/With : Sealing Washer , Earth Tag , Shroud | 25mm | 1071-O2-EL-PO-028-6518-A0-0-005 | OPEN PACKING LIST | Mashin Sazi Shomal | 108 | PCS | 92 |  | ODCC-EL-IGC- | IGC | 2021-06-26 | 16 | 16 | for level gauge | [48 empty] | 16
2706 | 35 | EPSH043A6FN3T3 |  | Lighting System | Cable Gland | SEMC CABLE GLAND 453 - O - 20mm C/With : Sealing Washer , Earth Tag , Shruod | 20mm | 1071-O2-EL-PO-028-6518-A0-0-005 | OPEN PACKING LIST | Mashin Sazi Shomal | 8 | PCS | 4 |  | ODCC-EL-ARP- | Abad Rahan | 2021-09-19 | 4 | 4 | [49 empty] | 4
2707 | 35 | EPSH043A6FN3T3 |  | Lighting System | Cable Gland | SEMC CABLE GLAND VBL453 - B - 25mm C/With : Sealing Washer , Earth Tag , Shruod | 25mm | 1071-O2-EL-PO-028-6518-A0-0-005 | OPEN PACKING LIST | Mashin Sazi Shomal | 8 | PCS | 0 |  | ODCC-EL-ARP- | Abad Rahan | 2021-09-19 | 8 | 8 | [49 empty] | 8
2708 | 42 | EPSH043I5FN000 |  | Lighting System | Cable Gland | SEMC CABLE GLAND 153 - O - 20mm C/With : Sealing Washer , Locknut , Earth Tag , Shroud | 20mm | 1071-O2-EL-PO-028-6518-A0-0-005 | OPEN PACKING LIST | Mashin Sazi Shomal | 22 | PCS | 11 |  | ODCC-EL-ARP- | Abad Rahan | 2021-08-30 | 11 | 11 | [49 empty] | 11
2709 | 42 | EPSH043I5FN000 |  | Lighting System | Cable Gland | SEMC CABLE GLAND VBL153 - B - 25mm C/With : Sealing Washer , Locknut , Earth Tag , Shroud | 25mm | 1071-O2-EL-PO-028-6518-A0-0-005 | OPEN PACKING LIST | Mashin Sazi Shomal | 22 | PCS | 5 |  | ODCC-EL-ARP- | Abad Rahan | 2021-08-30 | 17 | 17 | [49 empty] | 17
2710 | 44 | EPSH043I5FN000 |  | Lighting System | Cable Gland | SEMC CABLE GLAND 153 - O - 20mm C/With : Sealing Washer , Locknut , Earth Tag , Shroud | 20mm | 1071-O2-EL-PO-028-6518-A0-0-005 | OPEN PACKING LIST | Mashin Sazi Shomal | 16 | PCS | 10 |  | ODCC-EL-ARP- | Abad Rahan | 2021-07-28 | 6 | 6 | [49 empty] | 6
2711 | 44 | EPSH043I5FN000 |  | Lighting System | Cable Gland | SEMC CABLE GLAND VBL153 - B - 25mm C/With : Sealing Washer , Locknut , Earth Tag , Shroud | 25mm | 1071-O2-EL-PO-028-6518-A0-0-005 | OPEN PACKING LIST | Mashin Sazi Shomal | 16 | PCS | 7 |  | ODCC-EL-ARP- | Abad Rahan | 2021-07-28 | 9 | 9 | [49 empty] | 9
2712 | 42 | EPSH044A6FN2T3 |  | Lighting System | Cable Gland | SEMC CABLE GLAND 453 - O - 20mm C/With : Sealing Washer , Earth Tag , Shroud | 20mm | 1071-O2-EL-PO-028-6518-A0-0-005 | OPEN PACKING LIST | Mashin Sazi Shomal | 4 | PCS | 1 |  | ODCC-EL-ARP- | Abad Rahan | 2021-07-06 | 3 | 3 | [49 empty] | 3
2713 | 42 | EPSH044A6FN2T3 |  | Lighting System | Cable Gland | SEMC CABLE GLAND 453 - A - 20mm C/With : Sealing Washer , Earth Tag , Shroud | 20mm | 1071-O2-EL-PO-028-6518-A0-0-005 | OPEN PACKING LIST | Mashin Sazi Shomal | 2 | PCS | 0 | MRV | ODCC-EL-ARP- | Abad Rahan | 2021-06-21 | 3 | 3 | MRV=1 | [42 empty] | ODCC-EL-ARP- | Abad Rahan | 2021-09-01 | 1 |  |  | 2
2714 | 42 | EPSH044A6FN2T3 |  | Lighting System | Cable Gland | SEMC CABLE GLAND VBL453 - B - 25mm C/With : Sealing Washer , Earth Tag , Shroud | 25mm | 1071-O2-EL-PO-028-6518-A0-0-005 | OPEN PACKING LIST | Mashin Sazi Shomal | 2 | PCS | 0 |  | ODCC-EL-ARP- | Abad Rahan | 2021-08-30 | 2 | 2 | [49 empty] | 2
2715 | 42 | EPSH044A6FN2T3 |  | Lighting System | Cable Gland | SEMC CABLE GLAND 453 - A - 20mm C/With : Sealing Washer , Earth Tag , Shroud | 20mm | 1071-O2-EL-PO-028-6518-A0-0-005 | OPEN PACKING LIST | Mashin Sazi Shomal | 3 | PCS | 1 |  | ODCC-EL-ARP- | Abad Rahan | 2021-08-30 | 2 | 2 | [49 empty] | 2
2716 | 42 | EPSH044A6FN2T3 |  | Lighting System | Cable Gland | SEMC CABLE GLAND VBL453 - B - 25mm C/With : Sealing Washer , Earth Tag , Shroud | 25mm | 1071-O2-EL-PO-028-6518-A0-0-005 | OPEN PACKING LIST | Mashin Sazi Shomal | 1 | PCS | 0 |  | ODCC-EL-ARP- | Abad Rahan | 2021-08-30 | 1 | 1 | [49 empty] | 1
2717 | 43 | EPSH044A6FN2T3 |  | Lighting System | Cable Gland | SEMC CABLE GLAND 453 - O - 20mm C/With : Sealing Washer , Earth Tag , Shroud | 20mm | 1071-O2-EL-PO-028-6518-A0-0-005 | OPEN PACKING LIST | Mashin Sazi Shomal | 8 | PCS | 1 |  | ODCC-EL-ARP- | Abad Rahan | 2021-07-21 | 7 | 7 | [49 empty] | 7
2718 | 43 | EPSH044A6FN2T3 |  | Lighting System | Cable Gland | SEMC CABLE GLAND 453 - A - 20mm C/With : Sealing Washer , Earth Tag , Shroud | 20mm | 1071-O2-EL-PO-028-6518-A0-0-005 | OPEN PACKING LIST | Mashin Sazi Shomal | 4 | PCS | 0 |  | ODCC-EL-ARP- | Abad Rahan | 2021-07-21 | 4 | 4 | [49 empty] | 4
2719 | 43 | EPSH044A6FN2T3 |  | Lighting System | Cable Gland | SEMC CABLE GLAND VBL453 - B - 25mm C/With : Sealing Washer , Earth Tag , Shroud | 25mm | 1071-O2-EL-PO-028-6518-A0-0-005 | OPEN PACKING LIST | Mashin Sazi Shomal | 4 | PCS | 0 |  | ODCC-EL-ARP- | Abad Rahan | 2021-07-21 | 4 | 4 | [49 empty] | 4
2720 | 43 | EPSH044A6FN2T3 |  | Lighting System | Cable Gland | SEMC CABLE GLAND 453 - A - 20mm C/With : Sealing Washer , Earth Tag , Shroud | 20mm | 1071-O2-EL-PO-028-6518-A0-0-005 | OPEN PACKING LIST | Mashin Sazi Shomal | 3 | PCS | 0 |  | ODCC-EL-ARP- | Abad Rahan | 2021-07-21 | 3 | 3 | [49 empty] | 3
2721 | 43 | EPSH044A6FN2T3 |  | Lighting System | Cable Gland | SEMC CABLE GLAND VBL453 - B - 25mm C/With : Sealing Washer , Earth Tag , Shroud | 25mm | 1071-O2-EL-PO-028-6518-A0-0-005 | OPEN PACKING LIST | Mashin Sazi Shomal | 1 | PCS | 0 |  | ODCC-EL-ARP- | Abad Rahan | 2021-07-21 | 1 | 1 | [49 empty] | 1
2722 | 55 | EPSH044A6FN2T3 |  | Lighting System | Cable Gland | SEMC CABLE GLAND 453 - O - 20mm C/With : Sealing Washer , Earth Tag , Shroud | 20mm | 1071-O2-EL-PO-028-6518-A0-0-005 | OPEN PACKING LIST | Mashin Sazi Shomal | 27 | PCS | 0 |  | ODCC-EL-IGC- | IGC | 2021-06-26 | 27 | 27 | [49 empty] | 27
2723 | 55 | EPSH044A6FN2T3 |  | Lighting System | Cable Gland | SEMC CABLE GLAND 453 - A - 20mm C/With : Sealing Washer , Earth Tag , Shroud | 20mm | 1071-O2-EL-PO-028-6518-A0-0-005 | OPEN PACKING LIST | Mashin Sazi Shomal | 54 | PCS | 0 |  | ODCC-EL-IGC- | IGC | 2021-06-26 | 54 | 54 | [49 empty] | 54
2724 | 55 | EPSH044A6FN2T3 |  | Lighting System | Cable Gland | SEMC CABLE GLAND VBL453 - B - 25mm C/With : Sealing Washer , Earth Tag , Shroud | 25mm | 1071-O2-EL-PO-028-6518-A0-0-005 | OPEN PACKING LIST | Mashin Sazi Shomal | 27 | PCS | 0 |  | ODCC-EL-IGC- | IGC | 2021-06-26 | 27 | 27 | [49 empty] | 27
2725 | 55 | EPSH044A6FN2T3 |  | Lighting System | Cable Gland | SEMC CABLE GLAND VBL453 - B - 25mm C/With : Sealing Washer , Earth Tag , Shroud | 25mm | 1071-O2-EL-PO-028-6518-A0-0-005 | OPEN PACKING LIST | Mashin Sazi Shomal | 2 | PCS | 0 |  | ODCC-EL-IGC- | IGC | 2021-06-26 | 2 | 2 | [49 empty] | 2
2726 | 55 | EPSH044A6FN2T3 |  | Lighting System | Cable Gland | SEMC CABLE GLAND 453 - A - 20mm C/With : Sealing Washer , Earth Tag , Shroud | 20mm | 1071-O2-EL-PO-028-6518-A0-0-005 | OPEN PACKING LIST | Mashin Sazi Shomal | 6 | PCS | 0 |  | ODCC-EL-IGC- | IGC | 2021-06-26 | 6 | 6 | [49 empty] | 6
2727 | 75 | EPSH044A6FN2T3 |  | Lighting System | Cable Gland | SEMC CABLE GLAND 453 - O - 20mm C/With : Sealing Washer , Earth Tag , Shroud | 20mm | 1071-O2-EL-PO-028-6518-A0-0-005 | OPEN PACKING LIST | Mashin Sazi Shomal | 35 | PCS | 5 |  | ODCC-EL-IGC- | IGC | 2021-06-26 | 30 | 30 | [49 empty] | 30
2728 | 75 | EPSH044A6FN2T3 |  | Lighting System | Cable Gland | SEMC CABLE GLAND 453 - A - 20mm C/With : Sealing Washer , Earth Tag , Shroud | 20mm | 1071-O2-EL-PO-028-6518-A0-0-005 | OPEN PACKING LIST | Mashin Sazi Shomal | 70 | PCS | 40 |  | ODCC-EL-IGC- | IGC | 2021-06-26 | 30 | 30 | [49 empty] | 30
2729 | 75 | EPSH044A6FN2T3 |  | Lighting System | Cable Gland | SEMC CABLE GLAND VBL453 - B - 25mm C/With : Sealing Washer , Earth Tag , Shroud | 25mm | 1071-O2-EL-PO-028-6518-A0-0-005 | OPEN PACKING LIST | Mashin Sazi Shomal | 35 | PCS | 5 |  | ODCC-EL-IGC- | IGC | 2021-06-26 | 30 | 30 | [49 empty] | 30
2730 | 51 | EPSH044A6FN2T3 |  | Lighting System | Cable Gland | SEMC CABLE GLAND 453 - O - 20mm C/With : Sealing Washer , Earth Tag , Shroud | 20mm | 1071-O2-EL-PO-028-6518-A0-0-005 | OPEN PACKING LIST | Mashin Sazi Shomal | 82 | PCS | 0 |  | ODCC-EL-IGC- | IGC | 2021-06-26 | 82 | 82 | [49 empty] | 82
2731 | 51 | EPSH044A6FN2T3 |  | Lighting System | Cable Gland | SEMC CABLE GLAND 453 - A - 20mm C/With : Sealing Washer , Earth Tag , Shroud | 20mm | 1071-O2-EL-PO-028-6518-A0-0-005 | OPEN PACKING LIST | Mashin Sazi Shomal | 164 | PCS | 0 |  | ODCC-EL-IGC- | IGC | 2021-06-26 | 164 | 164 | [49 empty] | 164
2732 | 51 | EPSH044A6FN2T3 |  | Lighting System | Cable Gland | SEMC CABLE GLAND VBL453 - B - 25mm C/With : Sealing Washer , Earth Tag , Shroud | 25mm | 1071-O2-EL-PO-028-6518-A0-0-005 | OPEN PACKING LIST | Mashin Sazi Shomal | 82 | PCS | 0 |  | ODCC-EL-IGC- | IGC | 2021-06-26 | 82 | 82 | [49 empty] | 82
2733 | 51 | EPSH044A6FN2T3 |  | Lighting System | Cable Gland | SEMC CABLE GLAND VBL453 - B - 25mm C/With : Sealing Washer , Earth Tag , Shroud | 25mm | 1071-O2-EL-PO-028-6518-A0-0-005 | OPEN PACKING LIST | Mashin Sazi Shomal | 5 | PCS | 0 |  | ODCC-EL-IGC- | IGC | 2021-06-26 | 5 | 5 | [49 empty] | 5
2734 | 51 | EPSH044A6FN2T3 |  | Lighting System | Cable Gland | SEMC CABLE GLAND 453 - A - 20mm C/With : Sealing Washer , Earth Tag , Shroud | 20mm | 1071-O2-EL-PO-028-6518-A0-0-005 | OPEN PACKING LIST | Mashin Sazi Shomal | 15 | PCS | 0 |  | ODCC-EL-IGC- | IGC | 2021-06-26 | 15 | 15 | [49 empty] | 15
2735 | 51 | EPSH044A6FN3T3 |  | Lighting System | Cable Gland | SEMC CABLE GLAND 453 - O - 20mm C/With : Sealing Washer , Earth Tag , Shroud | 20mm | 1071-O2-EL-PO-028-6518-A0-0-005 | OPEN PACKING LIST | Mashin Sazi Shomal | 40 | PCS | 40 | [55 empty] | 0
2736 | 51 | EPSH044A6FN3T3 |  | Lighting System | Cable Gland | SEMC CABLE GLAND 453 - A - 20mm C/With : Sealing Washer , Earth Tag , Shroud | 20mm | 1071-O2-EL-PO-028-6518-A0-0-005 | OPEN PACKING LIST | Mashin Sazi Shomal | 20 | PCS | 20 | [55 empty] | 0
2737 | 51 | EPSH044A6FN3T3 |  | Lighting System | Cable Gland | SEMC CABLE GLAND VBL453 - B - 25mm C/With : Sealing Washer , Earth Tag , Shroud | 25mm | 1071-O2-EL-PO-028-6518-A0-0-005 | OPEN PACKING LIST | Mashin Sazi Shomal | 20 | PCS | 20 | [55 empty] | 0
2738 | 41 | EPSH044I5FN000 |  | Lighting System | Cable Gland | SEMC CABLE GLAND 153 - O - 20mm C/With : Sealing Washer , Locknut , Earth Tag , Shruod | 20mm | 1071-O2-EL-PO-028-6518-A0-0-005 | OPEN PACKING LIST | Mashin Sazi Shomal | 46 | PCS | 8 |  | ODCC-EL-ARP- | Abad Rahan | 2021-07-21 | 38 | 38 | [49 empty] | 38
2739 | 41 | EPSH044I5FN000 |  | Lighting System | Cable Gland | SEMC CABLE GLAND 153 - A - 20mm C/With : Sealing Washer , Locknut , Earth Tag , Shruod | 20mm | 1071-O2-EL-PO-028-6518-A0-0-005 | OPEN PACKING LIST | Mashin Sazi Shomal | 23 | PCS | 1 |  | ODCC-EL-ARP- | Abad Rahan | 2021-07-21 | 22 | 22 | [49 empty] | 22
2740 | 41 | EPSH044I5FN000 |  | Lighting System | Cable Gland | SEMC CABLE GLAND VBL453 - B - 25mm C/With : Sealing Washer , Locknut , Earth Tag , Shruod | 25mm | 1071-O2-EL-PO-028-6518-A0-0-005 | OPEN PACKING LIST | Mashin Sazi Shomal | 23 | PCS | 0 |  | ODCC-EL-ARP- | Abad Rahan | 2021-07-21 | 23 | 23 | [49 empty] | 23
2741 | 41 | EPSH044I5FN000 |  | Lighting System | Cable Gland | SEMC CABLE GLAND 153 - A - 20mm C/With : Sealing Washer , Locknut , Earth Tag , Shruod | 20mm | 1071-O2-EL-PO-028-6518-A0-0-005 | OPEN PACKING LIST | Mashin Sazi Shomal | 6 | PCS | 2 |  | ODCC-EL-ARP- | Abad Rahan | 2021-07-21 | 4 | 4 | [49 empty] | 4
2742 | 41 | EPSH044I5FN000 |  | Lighting System | Cable Gland | SEMC CABLE GLAND VBL153 - B - 25mm C/With : Sealing Washer , Locknut , Earth Tag , Shruod | 25mm | 1071-O2-EL-PO-028-6518-A0-0-005 | OPEN PACKING LIST | Mashin Sazi Shomal | 2 | PCS | 0 |  | ODCC-EL-ARP- | Abad Rahan | 2021-07-21 | 2 | 2 | [49 empty] | 2
2743 | 42 | EPSH044I5FN000 |  | Lighting System | Cable Gland | SEMC CABLE GLAND 153 - O - 20mm C/With : Sealing Washer , Locknut , Earth Tag , Shroud | 20mm | 1071-O2-EL-PO-028-6518-A0-0-005 | OPEN PACKING LIST | Mashin Sazi Shomal | 48 | PCS | 26 | MRV | ODCC-EL-ARP- | Abad Rahan | 2021-06-21 | 37 | 37 | [43 empty] | ODCC-EL-ARP- | Abad Rahan | 2021-09-01 | 15 |  |  | 22
2744 | 42 | EPSH044I5FN000 |  | Lighting System | Cable Gland | SEMC CABLE GLAND VBL153 - A - 20mm C/With : Sealing Washer , Locknut , Earth Tag , Shroud | 20mm | 1071-O2-EL-PO-028-6518-A0-0-005 | OPEN PACKING LIST | Mashin Sazi Shomal | 24 | PCS | 0 |  | ODCC-EL-ARP- | Abad Rahan | 2021-08-30 | 24 | 24 | [49 empty] | 24
2745 | 42 | EPSH044I5FN000 |  | Lighting System | Cable Gland | SEMC CABLE GLAND VBL153 - B - 25mm C/With : Sealing Washer , Locknut , Earth Tag , Shroud | 25mm | 1071-O2-EL-PO-028-6518-A0-0-005 | OPEN PACKING LIST | Mashin Sazi Shomal | 24 | PCS | 0 |  | ODCC-EL-ARP- | Abad Rahan | 2021-08-30 | 24 | 24 | [49 empty] | 24
2746 | 42 | EPSH044I5FN000 |  | Lighting System | Cable Gland | SEMC CABLE GLAND 153 - A - 20mm C/With : Sealing Washer , Locknut , Earth Tag , Shroud | 20mm | 1071-O2-EL-PO-028-6518-A0-0-005 | OPEN PACKING LIST | Mashin Sazi Shomal | 3 | PCS | 1 |  | ODCC-EL-ARP- | Abad Rahan | 2021-08-30 | 2 | 2 | [49 empty] | 2
2747 | 42 | EPSH044I5FN000 |  | Lighting System | Cable Gland | SEMC CABLE GLAND VBL153 - B - 25mm C/With : Sealing Washer , Locknut , Earth Tag , Shroud | 25mm | 1071-O2-EL-PO-028-6518-A0-0-005 | OPEN PACKING LIST | Mashin Sazi Shomal | 1 | PCS | 0 |  | ODCC-EL-ARP- | Abad Rahan | 2021-08-30 | 1 | 1 | [49 empty] | 1
2748 | 44 | EPSH044I5FN000 |  | Lighting System | Cable Gland | SEMC CABLE GLAND 153 - O - 20mm C/With : Sealing Washer , Locknut , Earth Tag , Shroud | 20mm | 1071-O2-EL-PO-028-6518-A0-0-005 | OPEN PACKING LIST | Mashin Sazi Shomal | 34 | PCS | 3 |  | ODCC-EL-ARP- | Abad Rahan | 2021-07-28 | 31 | 31 | [49 empty] | 31
2749 | 44 | EPSH044I5FN000 |  | Lighting System | Cable Gland | SEMC CABLE GLAND 153 - A - 20mm C/With : Sealing Washer , Locknut , Earth Tag , Shroud | 20mm | 1071-O2-EL-PO-028-6518-A0-0-005 | OPEN PACKING LIST | Mashin Sazi Shomal | 17 | PCS | 0 |  | ODCC-EL-ARP- | Abad Rahan | 2021-07-28 | 17 | 17 | [49 empty] | 17
2750 | 44 | EPSH044I5FN000 |  | Lighting System | Cable Gland | SEMC CABLE GLAND VBL153 - B - 25mm C/With : Sealing Washer , Locknut , Earth Tag , Shroud | 25mm | 1071-O2-EL-PO-028-6518-A0-0-005 | OPEN PACKING LIST | Mashin Sazi Shomal | 17 | PCS | 0 |  | ODCC-EL-ARP- | Abad Rahan | 2021-07-28 | 17 | 17 | [49 empty] | 17
2751 | 44 | EPSH044I5FN000 |  | Lighting System | Cable Gland | SEMC CABLE GLAND 153 - A - 20mm C/With : Sealing Washer , Locknut , Earth Tag , Shroud | 20mm | 1071-O2-EL-PO-028-6518-A0-0-005 | OPEN PACKING LIST | Mashin Sazi Shomal | 3 | PCS | 1 |  | ODCC-EL-ARP- | Abad Rahan | 2021-07-28 | 2 | 2 | [49 empty] | 2
2752 | 44 | EPSH044I5FN000 |  | Lighting System | Cable Gland | SEMC CABLE GLAND VBL153 - B - 25mm C/With : Sealing Washer , Locknut , Earth Tag , Shroud | 25mm | 1071-O2-EL-PO-028-6518-A0-0-005 | OPEN PACKING LIST | Mashin Sazi Shomal | 1 | PCS | 0 |  | ODCC-EL-ARP- | Abad Rahan | 2021-07-28 | 1 | 1 | [49 empty] | 1
2753 | 61 | EPSH044I5FN000 |  | Lighting System | Cable Gland | SEMC CABLE GLAND 153 - O - 20mm C/With : Sealing Washer , Locknut , Earth Tag , Shroud | 20mm | 1071-O2-EL-PO-028-6518-A0-0-005 | OPEN PACKING LIST | Mashin Sazi Shomal | 22 | PCS | 11 |  | ODCC-EL-ARP- | Abad Rahan | 2021-07-28 | 11 | 11 | [49 empty] | 11
2754 | 61 | EPSH044I5FN000 |  | Lighting System | Cable Gland | SEMC CABLE GLAND 153 - A - 20mm C/With : Sealing Washer , Locknut , Earth Tag , Shroud | 20mm | 1071-O2-EL-PO-028-6518-A0-0-005 | OPEN PACKING LIST | Mashin Sazi Shomal | 11 | PCS | 0 |  | ODCC-EL-ARP- | Abad Rahan | 2021-07-28 | 11 | 11 | [49 empty] | 11
2755 | 61 | EPSH044I5FN000 |  | Lighting System | Cable Gland | SEMC CABLE GLAND VBL153 - B - 25mm C/With : Sealing Washer , Earth Tag , Shroud | 25mm | 1071-O2-EL-PO-028-6518-A0-0-005 | OPEN PACKING LIST | Mashin Sazi Shomal | 11 | PCS | 0 |  | ODCC-EL-ARP- | Abad Rahan | 2021-07-28 | 11 | 11 | [49 empty] | 11
2756 | 61 | EPSH044I5FN000 |  | Lighting System | Cable Gland | SEMC CABLE GLAND 153 - A - 20mm C/With : Sealing Washer , Locknut , Earth Tag , Shroud | 20mm | 1071-O2-EL-PO-028-6518-A0-0-005 | OPEN PACKING LIST | Mashin Sazi Shomal | 3 | PCS | 0 |  | ODCC-EL-ARP- | Abad Rahan | 2021-07-28 | 3 | 3 | [49 empty] | 3
2757 | 61 | EPSH044I5FN000 |  | Lighting System | Cable Gland | SEMC CABLE GLAND VBL153 - B - 25mm C/With : Sealing Washer , Earth Tag , Shroud | 25mm | 1071-O2-EL-PO-028-6518-A0-0-005 | OPEN PACKING LIST | Mashin Sazi Shomal | 1 | PCS | 0 |  | ODCC-EL-ARP- | Abad Rahan | 2021-07-28 | 1 | 1 | [49 empty] | 1
2758 | RIB-40-03 | EPSH04QA6FN3T3 |  | Lighting System | Cable Gland | SEMC CABLE GLAND 421 - B - 25mm C/With : Sealing Washer , Earth Tag , Shroud | 25mm | 1071-O2-EL-PO-028-6518-A0-0-005 | OPEN PACKING LIST | Mashin Sazi Shomal | 8 | PCS | 0 |  | ODCC-EL-IGC- | IGC | 2021-09-15 | 8 | 8 | [49 empty] | 8
2759 | SS-40-04 | EPSH04QA6FN3T3 |  | Lighting System | Cable Gland | SEMC CABLE GLAND 421 - B - 25mm C/With : Sealing Washer , Earth Tag , Shroud | 25mm | 1071-O2-EL-PO-028-6518-A0-0-005 | OPEN PACKING LIST | Mashin Sazi Shomal | 12 | PCS | 12 | [55 empty] | 0
2760 | 51 | EPSH055A6FN2T3 |  | Lighting System | Cable Gland | SEMC CABLE GLAND VBL453 - C - 32mm C/With : Sealing Washer , Earth Tag , Shroud | 32mm | 1071-O2-EL-PO-028-6518-A0-0-005 | OPEN PACKING LIST | Mashin Sazi Shomal | 38 | PCS | 17 |  | ODCC-EL-IGC- | IGC | 2021-06-26 | 21 | 21 | [49 empty] | 21
2761 | 51 | EPSH055A6FN2T3 |  | Lighting System | Cable Gland | SEMC CABLE GLAND 453 - O - 20mm C/With : Sealing Washer , Earth Tag , Shroud | 20mm | 1071-O2-EL-PO-028-6518-A0-0-005 | OPEN PACKING LIST | Mashin Sazi Shomal | 38 | PCS | 17 |  | ODCC-EL-IGC- | IGC | 2021-06-26 | 21 | 21 | [49 empty] | 21
2762 | 75 | EPSH056A6FN2T3 |  | Lighting System | Cable Gland | SEMC CABLE GLAND VBL453 - C - 32mm C/With : Sealing Washer , Earth Tag , Shroud | 32mm | 1071-O2-EL-PO-028-6518-A0-0-005 | OPEN PACKING LIST | Mashin Sazi Shomal | 15 | PCS | 15 | [55 empty] | 0
2763 | 75 | EPSH056A6FN2T3 |  | Lighting System | Cable Gland | SEMC CABLE GLAND 453 - B - 25mm C/With : Sealing Washer , Earth Tag , Shroud | 25mm | 1071-O2-EL-PO-028-6518-A0-0-005 | OPEN PACKING LIST | Mashin Sazi Shomal | 15 | PCS | 15 | [55 empty] | 0
2764 | 75 | EPSH056A6FN2T3 |  | Lighting System | Cable Gland | SEMC CABLE GLAND 453 - O - 20mm C/With : Sealing Washer , Earth Tag , Shroud | 20mm | 1071-O2-EL-PO-028-6518-A0-0-005 | OPEN PACKING LIST | Mashin Sazi Shomal | 30 | PCS | 30 | [55 empty] | 0
2765 | 42 | EPSH056I5FN000 |  | Lighting System | Cable Gland | SEMC CABLE GLAND 153 - O - 20mm C/With : Sealing Washer , Locknut , Earth Tag , Shroud | 20mm | 1071-O2-EL-PO-028-6518-A0-0-005 | OPEN PACKING LIST | Mashin Sazi Shomal | 4 | PCS | 3 | MRV | ODCC-EL-ARP- | Abad Rahan | 2021-06-21 | 2 | 2 | [43 empty] | ODCC-EL-ARP- | Abad Rahan | 2021-09-01 | 1 | 1 |  | 1
2766 | 42 | EPSH056I5FN000 |  | Lighting System | Cable Gland | SEMC CABLE GLAND 153 - B - 25mm C/With : Sealing Washer , Locknut , Earth Tag , Shroud | 25mm | 1071-O2-EL-PO-028-6518-A0-0-005 | OPEN PACKING LIST | Mashin Sazi Shomal | 2 | PCS | 1 | MRV | ODCC-EL-ARP- | Abad Rahan | 2021-06-21 | 2 | 2 | [43 empty] | ODCC-EL-ARP- | Abad Rahan | 2021-09-01 | 1 | 1 |  | 1
2767 | 42 | EPSH056I5FN000 |  | Lighting System | Cable Gland | SEMC CABLE GLAND VBL153 - Cs - 32mm C/With : Sealing Washer , Locknut , Earth Tag , Shroud | 32mm | 1071-O2-EL-PO-028-6518-A0-0-005 | OPEN PACKING LIST | Mashin Sazi Shomal | 2 | PCS | 1 | MRV | ODCC-EL-ARP- | Abad Rahan | 2021-06-21 | 2 | 2 | [43 empty] | ODCC-EL-ARP- | Abad Rahan | 2021-09-01 | 1 | 1 |  | 1
2768 | 35 | EPSH05OI5FN000 |  | Lighting System | Cable Gland | SEMC CABLE GLAND VBL153 - C - 32mm C/With : Sealing Washer , Locknut , Earth Tag , Shruod | 32mm | 1071-O2-EL-PO-028-6518-A0-0-005 | OPEN PACKING LIST | Mashin Sazi Shomal | 16 | PCS | 4 |  | ODCC-EL-ARP- | Abad Rahan | 2021-09-19 | 12 | 12 | [49 empty] | 12
2769 | 35 | EPSH05OI5FN000 |  | Lighting System | Cable Gland | SEMC CABLE GLAND 153 - A - 20mm C/With : Sealing Washer , Locknut , Earth Tag , Shruod | 20mm | 1071-O2-EL-PO-028-6518-A0-0-005 | OPEN PACKING LIST | Mashin Sazi Shomal | 16 | PCS | 8 |  | ODCC-EL-ARP- | Abad Rahan | 2021-09-19 | 8 | 8 | [49 empty] | 8
2770 | 41 | EPSH05OI5FN000 |  | Lighting System | Cable Gland | SEMC CABLE GLAND VBL153 - C - 32mm C/With : Sealing Washer , Locknut , Earth Tag , Shruod | 32mm | 1071-O2-EL-PO-028-6518-A0-0-005 | OPEN PACKING LIST | Mashin Sazi Shomal | 14 | PCS | 11 |  | ODCC-EL-ARP- | Abad Rahan | 2021-07-21 | 3 | 3 | [49 empty] | 3
2771 | 41 | EPSH05OI5FN000 |  | Lighting System | Cable Gland | SEMC CABLE GLAND 153 - A - 20mm C/With : Sealing Washer , Locknut , Earth Tag , Shruod | 20mm | 1071-O2-EL-PO-028-6518-A0-0-005 | OPEN PACKING LIST | Mashin Sazi Shomal | 14 | PCS | 2 |  | ODCC-EL-ARP- | Abad Rahan | 2021-07-21 | 12 | 12 | [49 empty] | 12
2772 | 50 | EPSH05YA6FN2T3 |  | Lighting System | Cable Gland | SEMC CABLE GLAND VBL453 - C - 32mm C/With : Sealing Washer , Locknut , Earth Tag , Shroud | 32mm | 1071-O2-EL-PO-028-6518-A0-0-005 | OPEN PACKING LIST | Mashin Sazi Shomal | 326 | PCS | 60 |  | ODCC-EL-IGC- | IGC | 2021-05-28 | 60 | 60 |  | ODCC-EL-ARP- | Abad RAHAN | 2021-06-03 | 50 | 50 |  | ODCC-EL-SEK- | SEKAF | 2021-06-08 | 22 | 22 |  | ODCC-EL-EXIR- | EXIR | 2021-06-08 | 80 | 80 |  | ODCC-EL-SEK- | SEKAF | 2021-10-03 | 54 | 54 | [25 empty] | 266
2773 | 50 | EPSH05YA6FN2T3 |  | Lighting System | Cable Gland | SEMC CABLE GLAND 453 - O - 20mm C/With : Sealing Washer , Locknut , Earth Tag , Shroud | 20mm | 1071-O2-EL-PO-028-6518-A0-0-005 | OPEN PACKING LIST | Mashin Sazi Shomal | 163 | PCS | 14 |  | ODCC-EL-IGC- | IGC | 2021-05-28 | 34 | 34 |  | ODCC-EL-ARP- | Abad RAHAN | 2021-06-03 | 27 | 27 |  | ODCC-EL-SEK- | SEKAF | 2021-06-08 | 12 | 12 |  | ODCC-EL-EXIR- | EXIR | 2021-06-08 | 47 | 47 |  | ODCC-EL-SEK- | SEKAF | 2021-10-03 | 29 | 29 | [25 empty] | 149
2774 | 50 | EPSH05YI5FN000 |  | Lighting System | Cable Gland | SEMC CABLE GLAND VBL153 - C - 32mm C/With : Sealing Washer , Locknut , Earth Tag , Shroud | 32mm | 1071-O2-EL-PO-028-6518-A0-0-005 | OPEN PACKING LIST | Mashin Sazi Shomal | 150 | PCS | 41 |  | ODCC-EL-IGC- | IGC | 2021-05-28 | 44 | 44 |  | ODCC-EL-ARP- | Abad Rahan | 2021-06-03 | 59 | 59 |  | ODCC-EL-SEK- | SEKAF | 2021-10-03 | 6 | 6 | [37 empty] | 109
2775 | 50 | EPSH05YI5FN000 |  | Lighting System | Cable Gland | SEMC CABLE GLAND 153 - O - 20mm C/With : Sealing Washer , Locknut , Earth Tag , Shroud | 20mm | 1071-O2-EL-PO-028-6518-A0-0-005 | OPEN PACKING LIST | Mashin Sazi Shomal | 75 | PCS | 14 |  | ODCC-EL-IGC- | IGC | 2021-05-28 | 24 | 24 |  | ODCC-EL-ARP- | Abad Rahan | 2021-06-03 | 33 | 33 |  | ODCC-EL-SEK- | SEKAF | 2021-10-03 | 4 | 4 | [37 empty] | 61
2776 | 55 | EPSH06OA6FN2T3 |  | Lighting System | Cable Gland | SEMC CABLE GLAND VBL453 - C2 - 40mm C/With : Sealing Washer , Earth Tag , Shroud | 40mm | 1071-O2-EL-PO-028-6518-A0-0-005 | OPEN PACKING LIST | Mashin Sazi Shomal | 20 | PCS | 8 |  | ODCC-EL-IGC- | IGC | 2021-06-26 | 10 | 10 |  | ODCC-EL-ARP- | Abad Rahan | 2021-08-30 | 2 | 2 | Unit 43 | [42 empty] | 12
2777 | 55 | EPSH06OA6FN2T3 |  | Lighting System | Cable Gland | SEMC CABLE GLAND 453 - A - 20mm C/With : Sealing Washer , Earth Tag , Shroud | 20mm | 1071-O2-EL-PO-028-6518-A0-0-005 | OPEN PACKING LIST | Mashin Sazi Shomal | 20 | PCS | 8 |  | ODCC-EL-IGC- | IGC | 2021-06-26 | 10 | 10 |  | ODCC-EL-ARP- | Abad Rahan | 2021-08-30 | 2 | 2 | Unit 43 | [42 empty] | 12
2778 | 51 | EPSH06OA6FN2T3 |  | Lighting System | Cable Gland | SEMC CABLE GLAND VBL453 - C2 - 40mm C/With : Sealing Washer , Earth Tag , Shroud | 40mm | 1071-O2-EL-PO-028-6518-A0-0-005 | OPEN PACKING LIST | Mashin Sazi Shomal | 30 | PCS | 8 |  | ODCC-EL-IGC- | IGC | 2021-06-26 | 22 | 22 | [49 empty] | 22
2779 | 51 | EPSH06OA6FN2T3 |  | Lighting System | Cable Gland | SEMC CABLE GLAND 453 - A - 20mm C/With : Sealing Washer , Earth Tag , Shroud | 20mm | 1071-O2-EL-PO-028-6518-A0-0-005 | OPEN PACKING LIST | Mashin Sazi Shomal | 30 | PCS | 8 |  | ODCC-EL-IGC- | IGC | 2021-06-26 | 22 | 22 | [49 empty] | 22
2780 | 41 | EPSH06OI5FN000 |  | Lighting System | Cable Gland | SEMC CABLE GLAND VBL153 - C2 - 40mm C/With : Sealing Washer , Locknut , Earth Tag , Shruod | 40mm | 1071-O2-EL-PO-028-6518-A0-0-005 | OPEN PACKING LIST | Mashin Sazi Shomal | 8 | PCS | 6 |  | ODCC-EL-ARP- | Abad Rahan | 2021-07-21 | 2 | 2 | [49 empty] | 2
2781 | 41 | EPSH06OI5FN000 |  | Lighting System | Cable Gland | SEMC CABLE GLAND 153 - A - 20mm C/With : Sealing Washer , Locknut , Earth Tag , Shruod | 20mm | 1071-O2-EL-PO-028-6518-A0-0-005 | OPEN PACKING LIST | Mashin Sazi Shomal | 8 | PCS | 3 |  | ODCC-EL-ARP- | Abad Rahan | 2021-07-21 | 5 | 5 | [49 empty] | 5
2782 | 42 | EPSH06OI5FN000 |  | Lighting System | Cable Gland | SEMC CABLE GLAND VBL153 - C2 - 40mm C/With : Sealing Washer , Locknut , Earth Tag , Shroud | 40mm | 1071-O2-EL-PO-028-6518-A0-0-005 | OPEN PACKING LIST | Mashin Sazi Shomal | 6 | PCS | 2 |  | ODCC-EL-ARP- | Abad Rahan | 2021-08-30 | 4 | 4 | [49 empty] | 4
2783 | 42 | EPSH06OI5FN000 |  | Lighting System | Cable Gland | SEMC CABLE GLAND 153 - A - 20mm C/With : Sealing Washer , Locknut , Earth Tag , Shroud | 20mm | 1071-O2-EL-PO-028-6518-A0-0-005 | OPEN PACKING LIST | Mashin Sazi Shomal | 6 | PCS | 3 |  | ODCC-EL-ARP- | Abad Rahan | 2021-08-30 | 3 | 3 | [49 empty] | 3
2784 | 43 | EPSH06OI5FN000 |  | Lighting System | Cable Gland | SEMC CABLE GLAND VBL153 - C2 - 40mm C/With : Sealing Washer , Locknut , Earth Tag , Shroud | 40mm | 1071-O2-EL-PO-028-6518-A0-0-005 | OPEN PACKING LIST | Mashin Sazi Shomal | 6 | PCS | 6 | MRV | ODCC-EL-ARP- | Abad Rahan | 2021-07-21 | 2 | 2 | [43 empty] | ODCC-EL-ARP- | Abad Rahan | 2021-09-01 | 2 |  |  | 0
2785 | 43 | EPSH06OI5FN000 |  | Lighting System | Cable Gland | SEMC CABLE GLAND 153 - A - 20mm C/With : Sealing Washer , Locknut , Earth Tag , Shroud | 20mm | 1071-O2-EL-PO-028-6518-A0-0-005 | OPEN PACKING LIST | Mashin Sazi Shomal | 6 | PCS | 6 | MRV | ODCC-EL-ARP- | Abad Rahan | 2021-07-21 | 2 | 2 | [43 empty] | ODCC-EL-ARP- | Abad Rahan | 2021-09-01 | 2 |  |  | 0
2786 | 44 | EPSH06OI5FN000 |  | Lighting System | Cable Gland | SEMC CABLE GLAND VBL153 - C2 - 40mm C/With : Sealing Washer , Locknut , Earth Tag , Shroud | 40mm | 1071-O2-EL-PO-028-6518-A0-0-005 | OPEN PACKING LIST | Mashin Sazi Shomal | 14 | PCS | 4 |  | ODCC-EL-ARP- | Abad Rahan | 2021-06-13 | 10 | 10 | [49 empty] | 10
2787 | 44 | EPSH06OI5FN000 |  | Lighting System | Cable Gland | SEMC CABLE GLAND 153 - A - 20mm C/With : Sealing Washer , Locknut , Earth Tag , Shroud | 20mm | 1071-O2-EL-PO-028-6518-A0-0-005 | OPEN PACKING LIST | Mashin Sazi Shomal | 14 | PCS | 8 |  | ODCC-EL-ARP- | Abad Rahan | 2021-06-13 | 4 | 4 |  | ODCC-EL-ARP- | Abad Rahan | 2021-07-28 | 2 | 2 | [43 empty] | 6
2788 | 61 | EPSH06OI5FN000 |  | Lighting System | Cable Gland | SEMC CABLE GLAND VBL153 - C2 - 40mm C/With : Sealing Washer , Locknut , Earth Tag , Shroud | 40mm | 1071-O2-EL-PO-028-6518-A0-0-005 | OPEN PACKING LIST | Mashin Sazi Shomal | 20 | PCS | 5 |  | ODCC-EL-ARP- | Abad Rahan | 2021-06-13 | 12 | 12 |  | ODCC-EL-ARP- | Abad Rahan | 2021-07-28 | 3 | 3 | [43 empty] | 15
2789 | 61 | EPSH06OI5FN000 |  | Lighting System | Cable Gland | SEMC CABLE GLAND 153 - A - 20mm C/With : Sealing Washer , Locknut , Earth Tag , Shroud | 20mm | 1071-O2-EL-PO-028-6518-A0-0-005 | OPEN PACKING LIST | Mashin Sazi Shomal | 20 | PCS | 8 |  | ODCC-EL-ARP- | Abad Rahan | 2021-06-13 | 6 | 6 |  | ODCC-EL-ARP- | Abad Rahan | 2021-07-28 | 6 | 6 | [43 empty] | 12
2790 | 20 | EPSH06OI5FN000 |  | Lighting System | Cable Gland | SEMC CABLE GLAND VBL153 - C2 - 40mm C/With : Sealing Washer , Earth Tag , Shroud | 40mm | 1071-O2-EL-PO-028-6518-A0-0-005 | OPEN PACKING LIST | Mashin Sazi Shomal | 26 | PCS | 26 | [55 empty] | 0
2791 | 20 | EPSH06OI5FN000 |  | Lighting System | Cable Gland | SEMC CABLE GLAND 153 - A - 20mm C/With : Sealing Washer , Earth Tag , Shroud | 20mm | 1071-O2-EL-PO-028-6518-A0-0-005 | OPEN PACKING LIST | Mashin Sazi Shomal | 26 | PCS | 26 | [55 empty] | 0
2792 | 51 | EPSH06UA6FN2T3 |  | Lighting System | Cable Gland | SEMC CABLE GLAND VBL453 - C2 - 40mm C/With : Sealing Washer , Earth Tag , Shroud | 40mm | 1071-O2-EL-PO-028-6518-A0-0-005 | OPEN PACKING LIST | Mashin Sazi Shomal | 20 | PCS | 8 |  | ODCC-EL-IGC- | IGC | 2021-06-26 | 12 | 12 | [49 empty] | 12
2793 | 51 | EPSH06UA6FN2T3 |  | Lighting System | Cable Gland | SEMC CABLE GLAND 453 - A - 20mm C/With : Sealing Washer , Earth Tag , Shroud | 20mm | 1071-O2-EL-PO-028-6518-A0-0-005 | OPEN PACKING LIST | Mashin Sazi Shomal | 40 | PCS | 16 |  | ODCC-EL-IGC- | IGC | 2021-06-26 | 24 | 24 | [49 empty] | 24
2794 | 55 | EPSH06UA6FN2T3 |  | Lighting System | Cable Gland | SEMC CABLE GLAND VBL453 - C2 - 40mm C/With : Sealing Washer , Earth Tag , Shroud | 40mm | 1071-O2-EL-PO-028-6518-A0-0-005 | OPEN PACKING LIST | Mashin Sazi Shomal | 20 | PCS | 10 |  | ODCC-EL-IGC- | IGC | 2021-06-26 | 10 | 10 | [49 empty] | 10
2795 | 55 | EPSH06UA6FN2T3 |  | Lighting System | Cable Gland | SEMC CABLE GLAND 453 - A - 20mm C/With : Sealing Washer , Earth Tag , Shroud | 20mm | 1071-O2-EL-PO-028-6518-A0-0-005 | OPEN PACKING LIST | Mashin Sazi Shomal | 40 | PCS | 20 |  | ODCC-EL-IGC- | IGC | 2021-06-26 | 20 | 20 | [49 empty] | 20
2796 | 41 | EPSH06UI5FN000 |  | Lighting System | Cable Gland | SEMC CABLE GLAND VBL153 - C2 - 40mm C/With : Sealing Washer , Locknut , Earth Tag , Shruod | 40mm | 1071-O2-EL-PO-028-6518-A0-0-005 | OPEN PACKING LIST | Mashin Sazi Shomal | 8 | PCS | 6 |  | ODCC-EL-ARP- | Abad Rahan | 2021-07-21 | 2 | 2 | [49 empty] | 2
2797 | 41 | EPSH06UI5FN000 |  | Lighting System | Cable Gland | SEMC CABLE GLAND 153 - A - 20mm C/With : Sealing Washer , Locknut , Earth Tag , Shruod | 20mm | 1071-O2-EL-PO-028-6518-A0-0-005 | OPEN PACKING LIST | Mashin Sazi Shomal | 16 | PCS | 8 |  | ODCC-EL-ARP- | Abad Rahan | 2021-07-21 | 8 | 8 | [49 empty] | 8
2798 | 42 | EPSH06UI5FN000 |  | Lighting System | Cable Gland | SEMC CABLE GLAND VBL153 - C2 - 40mm C/With : Sealing Washer , Locknut , Earth Tag , Shroud | 40mm | 1071-O2-EL-PO-028-6518-A0-0-005 | OPEN PACKING LIST | Mashin Sazi Shomal | 6 | PCS | 2 |  | ODCC-EL-ARP- | Abad Rahan | 2021-08-30 | 4 | 4 | [49 empty] | 4
2799 | 42 | EPSH06UI5FN000 |  | Lighting System | Cable Gland | SEMC CABLE GLAND 153 - A - 20mm C/With : Sealing Washer , Locknut , Earth Tag , Shroud | 20mm | 1071-O2-EL-PO-028-6518-A0-0-005 | OPEN PACKING LIST | Mashin Sazi Shomal | 12 | PCS | 6 |  | ODCC-EL-ARP- | Abad Rahan | 2021-08-30 | 6 | 6 | [49 empty] | 6
2800 | 20 | EPSH06UI5FN000 |  | Lighting System | Cable Gland | SEMC CABLE GLAND VBL153 - C2 - 40mm C/With : Sealing Washer , Earth Tag , Shroud | 40mm | 1071-O2-EL-PO-028-6518-A0-0-005 | OPEN PACKING LIST | Mashin Sazi Shomal | 16 | PCS | 16 | [55 empty] | 0
2801 | 20 | EPSH06UI5FN000 |  | Lighting System | Cable Gland | SEMC CABLE GLAND 153 - A - 20mm C/With : Sealing Washer , Earth Tag , Shroud | 20mm | 1071-O2-EL-PO-028-6518-A0-0-005 | OPEN PACKING LIST | Mashin Sazi Shomal | 32 | PCS | 32 | [55 empty] | 0
2802 | 41 | ELLF10G11AAI5FN000 | CMIS=ELLF10G11AA15FN000 | Lighting System | Cable Gland | SEMC CABLE GLAND 153 - A - 20mm C/With : Sealing Washer , Earth Tag , Shroud | 20mm | 1071-O2-EL-PO-028-6518-A0-0-005 | OPEN PACKING LIST | Mashin Sazi Shomal | 9 | PCS | 0 |  | ODCC-EL-ARP- | Abad Rahan | 2021-07-21 | 9 | 9 | 0049 | [48 empty] | 9
2803 | 42 | ELLF10G11AAI5FN000 |  | Lighting System | Cable Gland | SEMC CABLE GLAND 153 - A - 20mm C/With : Sealing Washer , Earth Tag , Shruod | 20mm | 1071-O2-EL-PO-028-6518-A0-0-005 | OPEN PACKING LIST | Mashin Sazi Shomal | 9 | PCS | 9 | [55 empty] | 0
2804 | 43 | ELLF10G11AAI5FN000 |  | Lighting System | Cable Gland | SEMC CABLE GLAND 153 - A - 20mm C/With : Sealing Washer , Earth Tag , Shroud | 20mm | 1071-O2-EL-PO-028-6518-A0-0-005 | OPEN PACKING LIST | Mashin Sazi Shomal | 2 | PCS | 2 | [55 empty] | 0
2805 | 44 | ELLF10G11AAI5FN000 |  | Lighting System | Cable Gland | SEMC CABLE GLAND 153 - A - 20mm C/With : Sealing Washer , Earth Tag , Shroud | 20mm | 1071-O2-EL-PO-028-6518-A0-0-005 | OPEN PACKING LIST | Mashin Sazi Shomal | 6 | PCS | 5 | [7 empty] | ODCC-EL-ODCC- | ODCC | 2021-10-25 | 1 | 1 | [43 empty] | 1
2806 | 55 | ELLF10G11AAI5FN000 |  | Lighting System | Cable Gland | SEMC CABLE GLAND 153 - A - 20mm C/With : Sealing Washer , Earth Tag , Shroud | 20mm | 1071-O2-EL-PO-028-6518-A0-0-005 | OPEN PACKING LIST | Mashin Sazi Shomal | 18 | PCS | 18 | [55 empty] | 0
2807 | 61 | ELLF10G11AAI5FN000 |  | Lighting System | Cable Gland | SEMC CABLE GLAND 153 - A - 20mm C/With : Sealing Washer , Earth Tag , Shroud | 20mm | 1071-O2-EL-PO-028-6518-A0-0-005 | OPEN PACKING LIST | Mashin Sazi Shomal | 9 | PCS | 9 | [55 empty] | 0
2808 | 51 | ELLF10G11AAI5FN000 |  | Lighting System | Cable Gland | SEMC CABLE GLAND 153 - A - 20mm C/With : Sealing Washer , Earth Tag , Shroud | 20mm | 1071-O2-EL-PO-028-6518-A0-0-005 | OPEN PACKING LIST | Mashin Sazi Shomal | 20 | PCS | 6 |  | ODCC-EL-IGC-(0186) | IGC | 2021-12-08 | 14 | 14 | [49 empty] | 14
2809 | 20 | ELLF10G11AAI5FN000 |  | Lighting System | Cable Gland | SEMC CABLE GLAND 153 - A - 20mm C/With : Sealing Washer , Earth Tag , Shroud | 20mm | 1071-O2-EL-PO-028-6518-A0-0-005 | OPEN PACKING LIST | Mashin Sazi Shomal | 30 | PCS | 30 | [55 empty] | 0
2810 | 41 | ELLF10G11AA15FN000 |  | Lighting System | Lamp | LAMP Metal halide 400W | 1*400W | 1071-O2-EL-PO-028-6518-A0-0-003 | OPEN PACKING LIST | Mashin Sazi Shomal | 9 | PCS | 0 |  | ODCC-EL-ARP-0074 | Abad Rahan | 2021-05-25 | 9 | 9 | manual | [48 empty] | 9
2811 | 42 | ELLF10G11AAI5FN000 |  | Lighting System | Lamp | LAMP Metal halide 400W | 1*400W | 1071-O2-EL-PO-028-6518-A0-0-003 | OPEN PACKING LIST | Mashin Sazi Shomal | 9 | PCS | 0 |  | ODCC-EL-ARP-0074 | Abad Rahan | 2021-05-25 | 9 | 9 | manual | [48 empty] | 9
2812 | 43 | ELLF10G11AAI5FN000 |  | Lighting System | Lamp | LAMP Metal halide 400W | 1*400W | 1071-O2-EL-PO-028-6518-A0-0-003 | OPEN PACKING LIST | Mashin Sazi Shomal | 2 | PCS | 0 |  | ODCC-EL-ARP-0074 | Abad Rahan | 2021-05-25 | 2 | 2 | manual | [48 empty] | 2
2813 | 44 | ELLF10G11AAI5FN000 |  | Lighting System | Lamp | LAMP Metal halide 400W | 1*400W | 1071-O2-EL-PO-028-6518-A0-0-003 | OPEN PACKING LIST | Mashin Sazi Shomal | 6 | PCS | 0 |  | ODCC-EL-ARP-0074 | Abad Rahan | 2021-05-25 | 5 | 5 | manual | ODCC-EL-ODCC-0018 | ODCC | 2021-10-25 | 1 | 1 | [43 empty] | 6
2814 | 55 | ELLF10G11AAI5FN000 |  | Lighting System | Lamp | LAMP Metal halide 400W | 1*400W | 1071-O2-EL-PO-028-6518-A0-0-003 | OPEN PACKING LIST | Mashin Sazi Shomal | 18 | PCS | 18 | [55 empty] | 0
2815 | 61 | ELLF10G11AAI5FN000 |  | Lighting System | Lamp | LAMP Metal halide 400W | 1*400W | 1071-O2-EL-PO-028-6518-A0-0-003 | OPEN PACKING LIST | Mashin Sazi Shomal | 9 | PCS | 1 |  | ODCC-EL-ARP-0074 | Abad Rahan | 2021-05-25 | 8 | 8 | manual | [48 empty] | 8
2816 | 51 | ELLF10G11AAI5FN000 |  | Lighting System | Lamp | LAMP Metal halide 400W | 1*400W | 1071-O2-EL-PO-028-6518-A0-0-003 | OPEN PACKING LIST | Mashin Sazi Shomal | 20 | PCS | 6 |  | ODCC-EL-IGC-0186 | IGC | 2021-12-08 | 14 | 14 | [49 empty] | 14
2817 | 20 | ELLF10G11AAI5FN000 |  | Lighting System | Lamp | LAMP Metal halide 400W | 1*400W | 1071-O2-EL-PO-028-6518-A0-0-003 | OPEN PACKING LIST | Mashin Sazi Shomal | 30 | PCS | 30 | [55 empty] | 0
2818 | 35 | ELLD02L13AAA6FN2T3 |  | Lighting System | Reducer | SEMC TYPE 700 Exd Reducer 3/4"Npt(M) * M20(F) C/With : Sealing Washer | 20mm | 1071-O2-EL-PO-028-6518-A0-0-005 | OPEN PACKING LIST | Mashin Sazi Shomal | 4 | PCS | 0 |  | ODCC-EL-ARP- | Abad Rahan | 2021-09-19 | 4 | 4 | [49 empty] | 4
2819 | 35 | ELLD02L13AAA6FN2T3 |  | Lighting System | Cable Gland | SEMC CABLE GLAND 453 - O - 20mm C/With : Sealing Washer , Earth Tag , Shroud | 20mm | 1071-O2-EL-PO-028-6518-A0-0-005 | OPEN PACKING LIST | Mashin Sazi Shomal | 4 | PCS | 0 |  | ODCC-EL-ARP- | Abad Rahan | 2021-09-19 | 4 | 4 | [49 empty] | 4
2820 | 35 | ELLD02L13AAA6FN2T3 |  | Lighting System | Plug | SEMC TYPE 800 Exd PLUG - 3/4"Npt C/With : Sealing Washer | 20mm | 1071-O2-EL-PO-028-6518-A0-0-005 | OPEN PACKING LIST | Mashin Sazi Shomal | 4 | PCS | 0 |  | ODCC-EL-ARP- | Abad Rahan | 2021-09-19 | 4 | 4 | [49 empty] | 4
2821 | 55 | ELLD02L13AAA6FN2T3 |  | Lighting System | Reducer | SEMC TYPE 700 Exd Reducer 3/4"Npt(M) * M20(F) C/With : Sealing Washer | 20mm | 1071-O2-EL-PO-028-6518-A0-0-005 | OPEN PACKING LIST | Mashin Sazi Shomal | 18 | PCS | 18 | [55 empty] | 0
2822 | 55 | ELLD02L13AAA6FN2T3 |  | Lighting System | Cable Gland | SEMC CABLE GLAND 453 - O - 20mm C/With : Sealing Washer , Earth Tag , Shroud | 20mm | 1071-O2-EL-PO-028-6518-A0-0-005 | OPEN PACKING LIST | Mashin Sazi Shomal | 18 | PCS | 18 | [55 empty] | 0
2823 | 55 | ELLD02L13AAA6FN2T3 |  | Lighting System | Plug | SEMC TYPE 800 Exd PLUG - 3/4"Npt C/With : Sealing Washer | 20mm | 1071-O2-EL-PO-028-6518-A0-0-005 | OPEN PACKING LIST | Mashin Sazi Shomal | 18 | PCS | 18 | [55 empty] | 0
2824 | 75 | ELLD02L13AAA6FN2T3 |  | Lighting System | Reducer | SEMC TYPE 700 Exd Reducer 3/4"Npt(M) * M20(F) C/With : Sealing Washer | 20mm | 1071-O2-EL-PO-028-6518-A0-0-005 | OPEN PACKING LIST | Mashin Sazi Shomal | 23 | PCS | 23 | [55 empty] | 0
2825 | 75 | ELLD02L13AAA6FN2T3 |  | Lighting System | Cable Gland | SEMC CABLE GLAND 453 - O - 20mm C/With : Sealing Washer , Earth Tag , Shroud | 20mm | 1071-O2-EL-PO-028-6518-A0-0-005 | OPEN PACKING LIST | Mashin Sazi Shomal | 23 | PCS | 23 | [55 empty] | 0
2826 | 75 | ELLD02L13AAA6FN2T3 |  | Lighting System | Plug | SEMC TYPE 800 Exd PLUG - 3/4"Npt C/With : Sealing Washer | 20mm | 1071-O2-EL-PO-028-6518-A0-0-005 | OPEN PACKING LIST | Mashin Sazi Shomal | 23 | PCS | 23 | [55 empty] | 0
2827 | 51 | ELLD02L13AAA6FN2T3 |  | Lighting System | Reducer | SEMC TYPE 700 Exd Reducer 3/4"Npt(M) * M20(F) C/With : Sealing Washer | 20mm | 1071-O2-EL-PO-028-6518-A0-0-005 | OPEN PACKING LIST | Mashin Sazi Shomal | 58 | PCS | 58 | [55 empty] | 0
2828 | 51 | ELLD02L13AAA6FN2T3 |  | Lighting System | Cable Gland | SEMC CABLE GLAND 453 - O - 20mm C/With : Sealing Washer , Earth Tag , Shroud | 20mm | 1071-O2-EL-PO-028-6518-A0-0-005 | OPEN PACKING LIST | Mashin Sazi Shomal | 58 | PCS | 58 | [55 empty] | 0
2829 | 51 | ELLD02L13AAA6FN2T3 |  | Lighting System | Plug | SEMC TYPE 800 Exd PLUG - 3/4"Npt C/With : Sealing Washer | 20mm | 1071-O2-EL-PO-028-6518-A0-0-005 | OPEN PACKING LIST | Mashin Sazi Shomal | 58 | PCS | 58 | [55 empty] | 0
2830 | 35 | ELLD02L05AAA6FN2T3 |  | Lighting System | Reducer | SEMC TYPE 700 Exd Reducer 3/4"Npt(M) * M20(F) C/With : Sealing Washer | 20mm | 1071-O2-EL-PO-028-6518-A0-0-005 | OPEN PACKING LIST | Mashin Sazi Shomal | 98 | PCS | 52 |  | ODCC-EL-ARP- | Abad Rahan | 2021-09-19 | 46 | 46 | [49 empty] | 46
2831 | 35 | ELLD02L05AAA6FN2T3 |  | Lighting System | Cable Gland | SEMC CABLE GLAND 453 - O - 20mm C/With : Sealing Washer , Earth Tag , Shroud | 20mm | 1071-O2-EL-PO-028-6518-A0-0-005 | OPEN PACKING LIST | Mashin Sazi Shomal | 49 | PCS | 3 |  | ODCC-EL-ARP- | Abad Rahan | 2021-09-19 | 46 | 46 | [49 empty] | 46
2832 | 35 | ELLD02L05AAA6FN2T3 |  | Lighting System | Plug | SEMC TYPE 800 Exd PLUG - M20 C/With : Sealing Washer | 20mm | 1071-O2-EL-PO-028-6518-A0-0-005 | OPEN PACKING LIST | Mashin Sazi Shomal | 49 | PCS | 3 |  | ODCC-EL-ARP- | Abad Rahan | 2021-09-19 | 46 | 46 | [49 empty] | 46
2833 | 42 | ELLD02L05AAA6FN2T3 |  | Lighting System | Reducer | SEMC TYPE 700 Exd Reducer 3/4"Npt(M) * M20(F) C/With : Sealing Washer | 20mm | 1071-O2-EL-PO-028-6518-A0-0-005 | OPEN PACKING LIST | Mashin Sazi Shomal | 54 | PCS | 54 | [55 empty] | 0
2834 | 42 | ELLD02L05AAA6FN2T3 |  | Lighting System | Cable Gland | SEMC CABLE GLAND 453 - O - 20mm C/With : Sealing Washer , Earth Tag , Shroud | 20mm | 1071-O2-EL-PO-028-6518-A0-0-005 | OPEN PACKING LIST | Mashin Sazi Shomal | 27 | PCS | 27 | [55 empty] | 0
2835 | 42 | ELLD02L05AAA6FN2T3 |  | Lighting System | Plug | SEMC TYPE 800 Exd PLUG - M20 C/With : Sealing Washer | 20mm | 1071-O2-EL-PO-028-6518-A0-0-005 | OPEN PACKING LIST | Mashin Sazi Shomal | 27 | PCS | 27 | [55 empty] | 0
2836 | 43 | ELLD02L05AAA6FN2T3 |  | Lighting System | Reducer | SEMC TYPE 700 Exd Reducer 3/4"Npt(M) * M20(F) C/With : Sealing Washer | 20mm | 1071-O2-EL-PO-028-6518-A0-0-005 | OPEN PACKING LIST | Mashin Sazi Shomal | 20 | PCS | 20 | [55 empty] | 0
2837 | 43 | ELLD02L05AAA6FN2T3 |  | Lighting System | Cable Gland | SEMC CABLE GLAND 453 - A - 20mm C/With : Sealing Washer , Earth Tag , Shroud | 20mm | 1071-O2-EL-PO-028-6518-A0-0-005 | OPEN PACKING LIST | Mashin Sazi Shomal | 10 | PCS | 10 | [55 empty] | 0
2838 | 43 | ELLD02L05AAA6FN2T3 |  | Lighting System | Plug | SEMC TYPE 800 Exd PLUG - M20 C/With : Sealing Washer | 20mm | 1071-O2-EL-PO-028-6518-A0-0-005 | OPEN PACKING LIST | Mashin Sazi Shomal | 10 | PCS | 10 | [55 empty] | 0
2839 | 20 | ELLD02L05AAA6FN2T3 |  | Lighting System | Reducer | SEMC TYPE 700 Exd Reducer 3/4"Npt(M) * M20(F) C/With : Sealing Washer | 20mm | 1071-O2-EL-PO-028-6518-A0-0-005 | OPEN PACKING LIST | Mashin Sazi Shomal | 6 | PCS | 6 | [55 empty] | 0
2840 | 20 | ELLD02L05AAA6FN2T3 |  | Lighting System | Cable Gland | SEMC CABLE GLAND 453 - O - 20mm C/With : Sealing Washer , Earth Tag , Shroud | 20mm | 1071-O2-EL-PO-028-6518-A0-0-005 | OPEN PACKING LIST | Mashin Sazi Shomal | 3 | PCS | 3 | [55 empty] | 0
2841 | 20 | ELLD02L05AAA6FN2T3 |  | Lighting System | Plug | SEMC TYPE 800 Exd PLUG - M20 C/With : Sealing Washer | 20mm | 1071-O2-EL-PO-028-6518-A0-0-005 | OPEN PACKING LIST | Mashin Sazi Shomal | 3 | PCS | 3 | [55 empty] | 0
2842 | 55 | ELLD02L05AAA6FN2T3 |  | Lighting System | Reducer | SEMC TYPE 700 Exd Reducer 3/4"Npt(M) * M20(F) C/With : Sealing Washer | 20mm | 1071-O2-EL-PO-028-6518-A0-0-005 | OPEN PACKING LIST | Mashin Sazi Shomal | 92 | PCS | 92 | [55 empty] | 0
2843 | 55 | ELLD02L05AAA6FN2T3 |  | Lighting System | Cable Gland | SEMC CABLE GLAND 453 - O - 20mm C/With : Sealing Washer , Earth Tag , Shroud | 20mm | 1071-O2-EL-PO-028-6518-A0-0-005 | OPEN PACKING LIST | Mashin Sazi Shomal | 46 | PCS | 46 | [55 empty] | 0
2844 | 55 | ELLD02L05AAA6FN2T3 |  | Lighting System | Plug | SEMC TYPE 800 Exd PLUG - M20 C/With : Sealing Washer | 20mm | 1071-O2-EL-PO-028-6518-A0-0-005 | OPEN PACKING LIST | Mashin Sazi Shomal | 46 | PCS | 46 | [55 empty] | 0
2845 | 75 | ELLD02L05AAA6FN2T3 |  | Lighting System | Reducer | SEMC TYPE 700 Exd Reducer 3/4"Npt(M) * M20(F) C/With : Sealing Washer | 20mm | 1071-O2-EL-PO-028-6518-A0-0-005 | OPEN PACKING LIST | Mashin Sazi Shomal | 16 | PCS | 16 | [55 empty] | 0
2846 | 75 | ELLD02L05AAA6FN2T3 |  | Lighting System | Cable Gland | SEMC CABLE GLAND 453 - O - 20mm C/With : Sealing Washer , Earth Tag , Shroud | 20mm | 1071-O2-EL-PO-028-6518-A0-0-005 | OPEN PACKING LIST | Mashin Sazi Shomal | 8 | PCS | 8 | [55 empty] | 0
2847 | 75 | ELLD02L05AAA6FN2T3 |  | Lighting System | Plug | SEMC TYPE 800 Exd PLUG - M20 C/With : Sealing Washer | 20mm | 1071-O2-EL-PO-028-6518-A0-0-005 | OPEN PACKING LIST | Mashin Sazi Shomal | 8 | PCS | 8 | [55 empty] | 0
2848 | 51 | ELLD02L05AAA6FN2T3 |  | Lighting System | Reducer | SEMC TYPE 700 Exd Reducer 3/4"Npt(M) * M20(F) C/With : Sealing Washer | 20mm | 1071-O2-EL-PO-028-6518-A0-0-005 | OPEN PACKING LIST | Mashin Sazi Shomal | 244 | PCS | 244 | [55 empty] | 0
2849 | 51 | ELLD02L05AAA6FN2T3 |  | Lighting System | Cable Gland | SEMC CABLE GLAND 453 - O - 20mm C/With : Sealing Washer , Earth Tag , Shroud | 20mm | 1071-O2-EL-PO-028-6518-A0-0-005 | OPEN PACKING LIST | Mashin Sazi Shomal | 122 | PCS | 122 | [55 empty] | 0
2850 | 51 | ELLD02L05AAA6FN2T3 |  | Lighting System | Plug | SEMC TYPE 800 Exd PLUG - M20 C/With : Sealing Washer | 20mm | 1071-O2-EL-PO-028-6518-A0-0-005 | OPEN PACKING LIST | Mashin Sazi Shomal | 122 | PCS | 122 | [55 empty] | 0
2851 | 35 | ELLF10G12AAI5FN000 | CMIS=ELLF10G12AA15FN000 | Lighting System | Cable Gland | SEMC CABLE GLAND 153 - A - 20mm C/With : Sealing Washer , Earth Tag , Shruod | 20mm | 1071-O2-EL-PO-028-6518-A0-0-005 | OPEN PACKING LIST | Mashin Sazi Shomal | 8 | PCS | 0 |  | ODCC-EL-ARP- | Abad Rahan | 2021-09-19 | 8 | 8 | [49 empty] | 8
2852 | 41 | ELLF10G12AAI5FN000 | CMIS=ELLF10G12AA15FN000 | Lighting System | Cable Gland | SEMC CABLE GLAND 153 - A - 20mm C/With : Sealing Washer , Earth Tag , Shruod | 20mm | 1071-O2-EL-PO-028-6518-A0-0-005 | OPEN PACKING LIST | Mashin Sazi Shomal | 6 | PCS | 0 |  | ODCC-EL-ARP- | Abad Rahan | 2021-07-21 | 6 | 6 | [49 empty] | 6
2853 | 35 | ELLF10G12AAI5FN000 |  | Lighting System | Lamp | LAMP Metal halide 400W | 1*400W | 1071-O2-EL-PO-028-6518-A0-0-003 | OPEN PACKING LIST | Mashin Sazi Shomal | 8 | PCS | 0 |  | ODCC-EL-ARP-0057 | Abad Rahan | 2021-09-19 | 8 | 8 | [49 empty] | 8
2854 | 41 | ELLF10G12AAI5FN000 |  | Lighting System | Lamp | LAMP Metal halide 400W | 1*400W | 1071-O2-EL-PO-028-6518-A0-0-003 | OPEN PACKING LIST | Mashin Sazi Shomal | 6 | PCS | 0 |  | ODCC-EL-ARP-0049 | Abad Rahan | 2021-07-21 | 6 | 6 | [49 empty] | 6
2855 | 41 | ELLD02L05AAI5FN000 | CMIS=ELLD02L05AA15FN000 | Lighting System | Cable Gland | SEMC CABLE GLAND 153 - O - 20mm C/With : Sealing Washer , Locknut , Earth Tag , Shruod | 20mm | 1071-O2-EL-PO-028-6518-A0-0-005 | OPEN PACKING LIST | Mashin Sazi Shomal | 55 | PCS | 0 |  | ODCC-EL-ARP- | Abad Rahan | 2021-07-21 | 55 | 55 | [49 empty] | 55
2856 | 41 | ELLD02L05AAI5FN000 | CMIS=ELLD02L05AA15FN000 | Lighting System | Plug | SEMC TYPE 800 Exd PLUG - M20 C/With : Sealing Washer , Locknut | 20mm | 1071-O2-EL-PO-028-6518-A0-0-005 | OPEN PACKING LIST | Mashin Sazi Shomal | 55 | PCS | 0 |  | ODCC-EL-ARP- | Abad Rahan | 2021-07-21 | 55 | 55 | [49 empty] | 55
2857 | 41 | ELLD02L05AA15FN000 |  | Lighting System | Lamp | Fluorescent Tubes 36W | 36W | 1071-O2-EL-PO-028-6518-A0-0-003 | OPEN PACKING LIST | Mashin Sazi Shomal | 110 | PCS | 0 |  | ODCC-EL-ARP-0049 | Abad Rahan | 2021-07-21 | 110 | 110 | [49 empty] | 110
2858 | 41 | ELLD02K13AAI5FN000 | CMIS=ELLD02K13AA15FN000 | Lighting System | Cable Gland | SEMC CABLE GLAND 153 - O - 20mm C/With : Sealing Washer , Locknut , Earth Tag , Shruod | 20mm | 1071-O2-EL-PO-028-6518-A0-0-005 | OPEN PACKING LIST | Mashin Sazi Shomal | 137 | PCS | 20 |  | ODCC-EL-ARP- | Abad Rahan | 2021-07-21 | 117 | 117 | [49 empty] | 117
2859 | 41 | ELLD02K13AA15FN000 |  | Lighting System | Lamp | Fluorescent Tubes 18W | 18W | 1071-O2-EL-PO-028-6518-A0-0-003 | OPEN PACKING LIST | Mashin Sazi Shomal | 274 | PCS | 40 |  | ODCC-EL-ARP-0049 | Abad Rahan | 2021-07-21 | 234 | 234 | [49 empty] | 234
2860 | 41 | ELLJ02L05AAI5FN000 | CMIS=ELLJ02L05AA15FN000 | Lighting System | Cable Gland | SEMC CABLE GLAND 153 - A - 20mm C/With : Sealing Washer , Locknut , Earth Tag , Shruod | 20mm | 1071-O2-EL-PO-028-6518-A0-0-005 | OPEN PACKING LIST | Mashin Sazi Shomal | 13 | PCS | 13 |  | ODCC-EL-ARP- | Abad Rahan | 2021-07-21 | 13 | 13 | [43 empty] | ODCC-EL-ARP- | Abad Rahan | 2021-08-12 | 13 | 13 |  | 0
2861 | 41 | ELLJ02L05AAI5FN000 | CMIS=ELLJ02L05AA15FN000 | Lighting System | Plug | SEMC TYPE 800 Exd PLUG - M20 C/With : Sealing Washer , Locknut | 20mm | 1071-O2-EL-PO-028-6518-A0-0-005 | OPEN PACKING LIST | Mashin Sazi Shomal | 13 | PCS | 13 |  | ODCC-EL-ARP- | Abad Rahan | 2021-07-21 | 13 | 13 | [43 empty] | ODCC-EL-ARP- | Abad Rahan | 2021-08-12 | 13 | 13 |  | 0
2862 | 41 | ELLJ02L05AAI5FN000 |  | Lighting System | Lamp | Fluorescent Tubes 36W | 36W | 1071-O2-EL-PO-028-6518-A0-0-003 | OPEN PACKING LIST | Mashin Sazi Shomal | 26 | PCS | 26 |  | ODCC-EL-ARP-0049 | Abad Rahan | 2021-07-21 | 26 | 26 | [43 empty] | ODCC-EL-ARP-0005 | Abad Rahan | 2021-08-12 | 26 | 26 |  | 0
2863 | 41 | ELLM10F04AAI5FN000 | CMIS=ELLM10F04AA15FN000 | Lighting System | Cable Gland | SEMC CABLE GLAND 153 - A - 20mm C/With : Sealing Washer , Earth Tag , Shruod | 20mm | 1071-O2-EL-PO-028-6518-A0-0-005 | OPEN PACKING LIST | Mashin Sazi Shomal | 9 | PCS | 0 |  | ODCC-EL-ARP- | Abad Rahan | 2021-07-21 | 9 | 9 | [49 empty] | 9
2864 | 41 | ELLM10F04AAI5FN000 |  | Lighting System | Lamp | LAMP Metal halide 250W | 1*250W | 1071-O2-EL-PO-028-6518-A0-0-003 | OPEN PACKING LIST | Mashin Sazi Shomal | 9 | PCS | 0 |  | ODCC-EL-ARP-0049 | Abad Rahan | 2021-07-21 | 9 | 9 | [49 empty] | 9
2865 | 42 | ELLD02L05AAI5FN000 |  | Lighting System | Cable Gland | SEMC CABLE GLAND 153 - O - 20mm C/With : Sealing Washer , Locknut , Earth Tag , Shroud | 20mm | 1071-O2-EL-PO-028-6518-A0-0-005 | OPEN PACKING LIST | Mashin Sazi Shomal | 28 | PCS | 0 |  | ODCC-EL-ARP- | Abad Rahan | 2021-06-21 | 28 | 28 | [49 empty] | 28
2866 | 42 | ELLD02L05AAI5FN000 |  | Lighting System | Plug | SEMC TYPE 800 Exd PLUG - M20 C/With : Sealing Washer , Locknut | 20mm | 1071-O2-EL-PO-028-6518-A0-0-005 | OPEN PACKING LIST | Mashin Sazi Shomal | 28 | PCS | 28 | [55 empty] | 0
2867 | 42 | ELLD02L05AAI5FN000 |  | Lighting System | Cable Gland | SEMC CABLE GLAND 153 - O - 20mm C/With : Sealing Washer , Locknut , Earth Tag , Shroud | 20mm | 1071-O2-EL-PO-028-6518-A0-0-005 | OPEN PACKING LIST | Mashin Sazi Shomal | 6 | PCS | 2 |  | ODCC-EL-ARP- | Abad Rahan | 2021-06-21 | 4 | 4 | [49 empty] | 4
2868 | 42 | ELLD02L05AAI5FN000 |  | Lighting System | Plug | SEMC TYPE 800 Exd PLUG - M20 C/With : Sealing Washer , Locknut | 20mm | 1071-O2-EL-PO-028-6518-A0-0-005 | OPEN PACKING LIST | Mashin Sazi Shomal | 6 | PCS | 6 | [55 empty] | 0
2869 | 44 | ELLD02L05AAI5FN000 |  | Lighting System | Cable Gland | SEMC CABLE GLAND 153 - A - 20mm C/With : Sealing Washer , Locknut , Earth Tag , Shroud | 20mm | 1071-O2-EL-PO-028-6518-A0-0-005 | OPEN PACKING LIST | Mashin Sazi Shomal | 20 | PCS | 1 |  | ODCC-EL-ARP- | Abad Rahan | 2021-06-13 | 19 | 19 | [49 empty] | 19
2870 | 44 | ELLD02L05AAI5FN000 |  | Lighting System | Plug | SEMC TYPE 800 Exd PLUG - M20 C/With : Sealing Washer , Locknut | 20mm | 1071-O2-EL-PO-028-6518-A0-0-005 | OPEN PACKING LIST | Mashin Sazi Shomal | 20 | PCS | 1 |  | ODCC-EL-ARP- | Abad Rahan | 2021-06-13 | 19 | 19 | [49 empty] | 19
2871 | 61 | ELLD02L05AAI5FN000 |  | Lighting System | Cable Gland | SEMC CABLE GLAND 153 - O - 20mm C/With : Sealing Washer , Locknut , Earth Tag , Shroud | 20mm | 1071-O2-EL-PO-028-6518-A0-0-005 | OPEN PACKING LIST | Mashin Sazi Shomal | 20 | PCS | 6 |  | ODCC-EL-ARP- | Abad Rahan | 2021-06-13 | 14 | 14 | [49 empty] | 14
2872 | 61 | ELLD02L05AAI5FN000 |  | Lighting System | Plug | SEMC TYPE 800 Exd PLUG - M20 C/With : Sealing Washer , Locknut | 20mm | 1071-O2-EL-PO-028-6518-A0-0-005 | OPEN PACKING LIST | Mashin Sazi Shomal | 20 | PCS | 6 |  | ODCC-EL-ARP- | Abad Rahan | 2021-06-13 | 14 | 14 | [49 empty] | 14
2873 | 42 | ELLD02L05AAI5FN000 |  | Lighting System | Lamp | Fluorescent Tubes 36W | 36W | 1071-O2-EL-PO-028-6518-A0-0-003 | OPEN PACKING LIST | Mashin Sazi Shomal | 56 | PCS | 0 |  | ODCC-EL-ARP-0074 | Abad Rahan | 2021-06-21 | 56 | 56 | manual | [48 empty] | 56
2874 | 42 | ELLD02L05AAI5FN000 |  | Lighting System | Lamp | Fluorescent Tubes 36W | 36W | 1071-O2-EL-PO-028-6518-A0-0-003 | OPEN PACKING LIST | Mashin Sazi Shomal | 12 | PCS | 4 |  | ODCC-EL-ARP-0074 | Abad Rahan | 2021-06-21 | 8 | 8 | manual | [48 empty] | 8
2875 | 44 | ELLD02L05AAI5FN000 |  | Lighting System | Lamp | Fluorescent Tubes 36W | 36W | 1071-O2-EL-PO-028-6518-A0-0-003 | OPEN PACKING LIST | Mashin Sazi Shomal | 40 | PCS | 2 |  | ODCC-EL-ARP-0074 | Abad Rahan | 2021-06-13 | 38 | 38 | manual | [48 empty] | 38
2876 | 61 | ELLD02L05AAI5FN000 |  | Lighting System | Lamp | Fluorescent Tubes 36W | 36W | 1071-O2-EL-PO-028-6518-A0-0-003 | OPEN PACKING LIST | Mashin Sazi Shomal | 40 | PCS | 12 |  | ODCC-EL-ARP-0074 | Abad Rahan | 2021-06-13 | 28 | 28 | manual | [48 empty] | 28
2877 | 42 | ELLD02L13AAI5FN000 |  | Lighting System | Cable Gland | SEMC CABLE GLAND 153 - O - 20mm C/With : Sealing Washer , Locknut , Earth Tag , Shroud | 20mm | 1071-O2-EL-PO-028-6518-A0-0-005 | OPEN PACKING LIST | Mashin Sazi Shomal | 4 | PCS | 0 |  | ODCC-EL-ARP- | Abad Rahan | 2021-06-21 | 4 | 4 | [49 empty] | 4
2878 | 42 | ELLD02L13AAI5FN000 |  | Lighting System | Lamp | Fluorescent Tubes 36W | 36W | 1071-O2-EL-PO-028-6518-A0-0-003 | OPEN PACKING LIST | Mashin Sazi Shomal | 8 | PCS | 0 |  | ODCC-EL-ARP-0074 | Abad Rahan | 2021-06-21 | 8 | 8 | manual | [48 empty] | 8
2879 | 42 | ELLJ02L05AAA6FN2T3 |  | Lighting System | Reducer | SEMC TYPE 700 Exd Reducer 3/4"Npt(M) * M20(F) C/With : Sealing Washer | 20mm | 1071-O2-EL-PO-028-6518-A0-0-005 | OPEN PACKING LIST | Mashin Sazi Shomal | 6 | PCS | 6 | [55 empty] | 0
2880 | 42 | ELLJ02L05AAA6FN2T3 |  | Lighting System | Cable Gland | SEMC CABLE GLAND 453 - A - 20mm C/With : Sealing Washer , Earth Tag , Shroud | 20mm | 1071-O2-EL-PO-028-6518-A0-0-005 | OPEN PACKING LIST | Mashin Sazi Shomal | 3 | PCS | 3 | [55 empty] | 0
2881 | 42 | ELLJ02L05AAA6FN2T3 |  | Lighting System | Plug | SEMC TYPE 800 Exd PLUG - M20 C/With : Sealing Washer | 20mm | 1071-O2-EL-PO-028-6518-A0-0-005 | OPEN PACKING LIST | Mashin Sazi Shomal | 3 | PCS | 3 | [55 empty] | 0
2882 | 43 | ELLJ02L05AAA6FN2T3 |  | Lighting System | Reducer | SEMC TYPE 700 Exd Reducer 3/4"Npt(M) * M20(F) C/With : Sealing Washer | 20mm | 1071-O2-EL-PO-028-6518-A0-0-005 | OPEN PACKING LIST | Mashin Sazi Shomal | 6 | PCS | 6 | [55 empty] | 0
2883 | 43 | ELLJ02L05AAA6FN2T3 |  | Lighting System | Cable Gland | SEMC CABLE GLAND 453 - A - 20mm C/With : Sealing Washer , Earth Tag , Shroud | 20mm | 1071-O2-EL-PO-028-6518-A0-0-005 | OPEN PACKING LIST | Mashin Sazi Shomal | 3 | PCS | 3 | [55 empty] | 0
2884 | 43 | ELLJ02L05AAA6FN2T3 |  | Lighting System | Plug | SEMC TYPE 800 Exd PLUG - M20 C/With : Sealing Washer | 20mm | 1071-O2-EL-PO-028-6518-A0-0-005 | OPEN PACKING LIST | Mashin Sazi Shomal | 3 | PCS | 3 | [55 empty] | 0
2885 | 55 | ELLJ02L05AAA6FN2T3 |  | Lighting System | Reducer | SEMC TYPE 700 Exd Reducer 3/4"Npt(M) * M20(F) C/With : Sealing Washer | 20mm | 1071-O2-EL-PO-028-6518-A0-0-005 | OPEN PACKING LIST | Mashin Sazi Shomal | 38 | PCS | 38 | [55 empty] | 0
2886 | 55 | ELLJ02L05AAA6FN2T3 |  | Lighting System | Cable Gland | SEMC CABLE GLAND 453 - A - 20mm C/With : Sealing Washer , Earth Tag , Shroud | 20mm | 1071-O2-EL-PO-028-6518-A0-0-005 | OPEN PACKING LIST | Mashin Sazi Shomal | 19 | PCS | 19 | [55 empty] | 0
2887 | 55 | ELLJ02L05AAA6FN2T3 |  | Lighting System | Plug | SEMC TYPE 800 Exd PLUG - M20 C/With : Sealing Washer | 20mm | 1071-O2-EL-PO-028-6518-A0-0-005 | OPEN PACKING LIST | Mashin Sazi Shomal | 19 | PCS | 19 | [55 empty] | 0
2888 | 51 | ELLJ02L05AAA6FN2T3 |  | Lighting System | Reducer | SEMC TYPE 700 Exd Reducer 3/4"Npt(M) * M20(F) C/With : Sealing Washer | 20mm | 1071-O2-EL-PO-028-6518-A0-0-005 | OPEN PACKING LIST | Mashin Sazi Shomal | 100 | PCS | 100 | [55 empty] | 0
2889 | 51 | ELLJ02L05AAA6FN2T3 |  | Lighting System | Cable Gland | SEMC CABLE GLAND 453 - A - 20mm C/With : Sealing Washer , Earth Tag , Shroud | 20mm | 1071-O2-EL-PO-028-6518-A0-0-005 | OPEN PACKING LIST | Mashin Sazi Shomal | 50 | PCS | 50 | [55 empty] | 0
2890 | 51 | ELLJ02L05AAA6FN2T3 |  | Lighting System | Plug | SEMC TYPE 800 Exd PLUG - M20 C/With : Sealing Washer | 20mm | 1071-O2-EL-PO-028-6518-A0-0-005 | OPEN PACKING LIST | Mashin Sazi Shomal | 50 | PCS | 50 | [55 empty] | 0
2891 | 42 | ELLJ02L05AAI5FN000 |  | Lighting System | Cable Gland | SEMC CABLE GLAND 153 - A - 20mm C/With : Sealing Washer , Locknut , Earth Tag , Shroud | 20mm | 1071-O2-EL-PO-028-6518-A0-0-005 | OPEN PACKING LIST | Mashin Sazi Shomal | 5 | PCS | 5 | MRV | ODCC-EL-ARP- | Abad Rahan | 2021-06-21 | 5 | 5 | [43 empty] | ODCC-EL-ARP- | Abad Rahan | 2021-08-12 | 5 | 5 |  | 0
2892 | 42 | ELLJ02L05AAI5FN000 |  | Lighting System | Plug | SEMC TYPE 800 Exd PLUG - M20 C/With : Sealing Washer , Locknut | 20mm | 1071-O2-EL-PO-028-6518-A0-0-005 | OPEN PACKING LIST | Mashin Sazi Shomal | 5 | PCS | 5 | [55 empty] | 0
2893 | 44 | ELLJ02L05AAI5FN000 |  | Lighting System | Cable Gland | SEMC CABLE GLAND 153 - A - 20mm C/With : Sealing Washer , Locknut , Earth Tag , Shroud | 20mm | 1071-O2-EL-PO-028-6518-A0-0-005 | OPEN PACKING LIST | Mashin Sazi Shomal | 6 | PCS | 6 | [55 empty] | 0
2894 | 44 | ELLJ02L05AAI5FN000 |  | Lighting System | Plug | SEMC TYPE 800 Exd PLUG - M20 C/With : Sealing Washer , Locknut | 20mm | 1071-O2-EL-PO-028-6518-A0-0-005 | OPEN PACKING LIST | Mashin Sazi Shomal | 6 | PCS | 6 | [55 empty] | 0
2895 | 61 | ELLJ02L05AAI5FN000 |  | Lighting System | Cable Gland | SEMC CABLE GLAND 153 - A - 20mm C/With : Sealing Washer , Locknut , Earth Tag , Shroud | 20mm | 1071-O2-EL-PO-028-6518-A0-0-005 | OPEN PACKING LIST | Mashin Sazi Shomal | 7 | PCS | 7 | [55 empty] | 0
2896 | 61 | ELLJ02L05AAI5FN000 |  | Lighting System | Plug | SEMC TYPE 800 Exd PLUG - M20 C/With : Sealing Washer , Locknut | 20mm | 1071-O2-EL-PO-028-6518-A0-0-005 | OPEN PACKING LIST | Mashin Sazi Shomal | 7 | PCS | 7 | [55 empty] | 0
2897 | 42 | ELLJ02L05AAI5FN000 |  | Lighting System | Lamp | Fluorescent Tubes 36W | 36W | 1071-O2-EL-PO-028-6518-A0-0-003 | OPEN PACKING LIST | Mashin Sazi Shomal | 10 | PCS | 10 | MRV | ODCC-EL-ARP- | Abad Rahan | 2021-06-21 | 10 | 10 | [43 empty] | ODCC-EL-ARP- | Abad Rahan | 2021-08-12 | 10 | 10 |  | 0
2898 | 44 | ELLJ02L05AA15FN000 |  | Lighting System | Lamp | Fluorescent Tubes 36W | 36W | 1071-O2-EL-PO-028-6518-A0-0-003 | OPEN PACKING LIST | Mashin Sazi Shomal | 12 | PCS | 12 | [55 empty] | 0
2899 | 61 | ELLJ02L05AA15FN000 |  | Lighting System | Lamp | Fluorescent Tubes 36W | 36W | 1071-O2-EL-PO-028-6518-A0-0-003 | OPEN PACKING LIST | Mashin Sazi Shomal | 14 | PCS | 14 | [55 empty] | 0
2900 | 42 | ELLD02K13AAI5FN000 |  | Lighting System | Cable Gland | SEMC CABLE GLAND 153 - O - 20mm C/With : Sealing Washer , Locknut , Earth Tag , Shroud | 20mm | 1071-O2-EL-PO-028-6518-A0-0-005 | OPEN PACKING LIST | Mashin Sazi Shomal | 13 | PCS | 1 |  | ODCC-EL-ARP- | Abad Rahan | 2021-06-21 | 12 | 12 | [49 empty] | 12
2901 | 44 | ELLD02K13AAI5FN000 |  | Lighting System | Cable Gland | SEMC CABLE GLAND 153 - O - 20mm C/With : Sealing Washer , Locknut , Earth Tag , Shroud | 20mm | 1071-O2-EL-PO-028-6518-A0-0-005 | OPEN PACKING LIST | Mashin Sazi Shomal | 26 | PCS | 3 |  | ODCC-EL-ARP- | Abad Rahan | 2021-06-13 | 22 | 22 |  | ODCC-EL-ARP- | Abad Rahan | 2021-07-28 | 1 | 1 | [43 empty] | 23
2902 | 61 | ELLD02K13AAI5FN000 |  | Lighting System | Cable Gland | SEMC CABLE GLAND 153 - O - 20mm C/With : Sealing Washer , Locknut , Earth Tag , Shroud | 20mm | 1071-O2-EL-PO-028-6518-A0-0-005 | OPEN PACKING LIST | Mashin Sazi Shomal | 17 | PCS | 1 |  | ODCC-EL-ARP- | Abad Rahan | 2021-06-13 | 16 | 16 | [49 empty] | 16
2903 | 42 | ELLD02K13AAI5FN000 |  | Lighting System | Lamp | Fluorescent Tubes 18W | 18W | 1071-O2-EL-PO-028-6518-A0-0-003 | OPEN PACKING LIST | Mashin Sazi Shomal | 26 | PCS | 2 |  | ODCC-EL-ARP-0074 | Abad Rahan | 2021-06-21 | 24 | 24 | manual | [48 empty] | 24
2904 | 44 | ELLD02K13AAI5FN000 |  | Lighting System | Lamp | Fluorescent Tubes 18W | 18W | 1071-O2-EL-PO-028-6518-A0-0-003 | OPEN PACKING LIST | Mashin Sazi Shomal | 52 | PCS | 6 |  | ODCC-EL-ARP-0074 | Abad Rahan | 2021-06-13 | 44 | 44 | manual | ODCC-EL-ARP-0053 | Abad Rahan | 2021-07-28 | 2 | 2 | [43 empty] | 46
2905 | 61 | ELLD02K13AAI5FN000 |  | Lighting System | Lamp | Fluorescent Tubes 18W | 18W | 1071-O2-EL-PO-028-6518-A0-0-003 | OPEN PACKING LIST | Mashin Sazi Shomal | 34 | PCS | 2 |  | ODCC-EL-ARP-0074 | Abad Rahan | 2021-06-13 | 32 | 32 | manual | [48 empty] | 32
2906 | 42 | ELLF10G12AAI5FN000 |  | Lighting System | Cable Gland | SEMC CABLE GLAND 153 - A - 20mm C/With : Sealing Washer , Earth Tag , Shroud | 20mm | 1071-O2-EL-PO-028-6518-A0-0-005 | OPEN PACKING LIST | Mashin Sazi Shomal | 6 | PCS | 0 |  | ODCC-EL-ARP- | Abad Rahan | 2021-06-21 | 6 | 6 | [49 empty] | 6
2907 | 44 | ELLF10G12AAI5FN000 |  | Lighting System | Cable Gland | SEMC CABLE GLAND 153 - A - 20mm C/With : Sealing Washer , Earth Tag , Shroud | 20mm | 1071-O2-EL-PO-028-6518-A0-0-005 | OPEN PACKING LIST | Mashin Sazi Shomal | 3 | PCS | 1 |  | ODCC-EL-ARP- | Abad Rahan | 2021-06-13 | 2 | 2 | [49 empty] | 2
2908 | 61 | ELLF10G12AAI5FN000 |  | Lighting System | Cable Gland | SEMC CABLE GLAND 153 - A - 20mm C/With : Sealing Washer , Earth Tag , Shroud | 20mm | 1071-O2-EL-PO-028-6518-A0-0-005 | OPEN PACKING LIST | Mashin Sazi Shomal | 5 | PCS | 1 |  | ODCC-EL-ARP- | Abad Rahan | 2021-06-13 | 4 | 4 | [49 empty] | 4
2909 | 42 | ELLF10G12AA15FN000 |  | Lighting System | Lamp | LAMP Metal halide 400W | 1*400W | 1071-O2-EL-PO-028-6518-A0-0-003 | OPEN PACKING LIST | Mashin Sazi Shomal | 6 | PCS | 0 |  | ODCC-EL-ARP-0074 | Abad Rahan | 2021-06-21 | 6 | 6 | manual | [48 empty] | 6
2910 | 44 | ELLF10G12AAI5FN000 | CMIS=ELLF10G12AA15FN000 | Lighting System | Lamp | LAMP Metal halide 400W | 1*400W | 1071-O2-EL-PO-028-6518-A0-0-003 | OPEN PACKING LIST | Mashin Sazi Shomal | 3 | PCS | 1 |  | ODCC-EL-ARP-0074 | Abad Rahan | 2021-06-13 | 2 | 2 | manual | [48 empty] | 2
2911 | 61 | ELLF10G12AAI5FN000 | CMIS=ELLF10G12AA15FN000 | Lighting System | Lamp | LAMP Metal halide 400W | 1*400W | 1071-O2-EL-PO-028-6518-A0-0-003 | OPEN PACKING LIST | Mashin Sazi Shomal | 5 | PCS | 1 |  | ODCC-EL-ARP-0074 | Abad Rahan | 2021-06-13 | 4 | 4 | manual | [48 empty] | 4
2912 | 42 | ELLF10F12AAI5FN000 |  | Lighting System | Cable Gland | SEMC CABLE GLAND 153 - A - 20mm C/With : Sealing Washer , Earth Tag , Shroud | 20mm | 1071-O2-EL-PO-028-6518-A0-0-005 | OPEN PACKING LIST | Mashin Sazi Shomal | 6 | PCS | 0 |  | ODCC-EL-ARP- | Abad Rahan | 2021-06-21 | 6 | 6 | [49 empty] | 6
2913 | 42 | ELLF10F12AAI5FN000 |  | Lighting System | Lamp | LAMP Metal halide 250W | 1*250W | 1071-O2-EL-PO-028-6518-A0-0-003 | OPEN PACKING LIST | Mashin Sazi Shomal | 6 | PCS | 0 |  | ODCC-EL-ARP-0074 | Abad Rahan | 2021-06-21 | 6 | 6 | manual | [48 empty] | 6
2914 | 42 | ELLM10F04AAI5FN000 |  | Lighting System | Cable Gland | SEMC CABLE GLAND 153 - A - 20mm C/With : Sealing Washer , Earth Tag , Shroud | 20mm | 1071-O2-EL-PO-028-6518-A0-0-005 | OPEN PACKING LIST | Mashin Sazi Shomal | 46 | PCS | 23 |  | ODCC-EL-ARP- | Abad Rahan | 2021-06-21 | 23 | 23 | [49 empty] | 23
2915 | 44 | ELLM10F04AAI5FN000 |  | Lighting System | Cable Gland | SEMC CABLE GLAND 153 - A - 20mm C/With : Sealing Washer , Earth Tag , Shroud | 20mm | 1071-O2-EL-PO-028-6518-A0-0-005 | OPEN PACKING LIST | Mashin Sazi Shomal | 51 | PCS | 3 |  | ODCC-EL-ARP- | Abad Rahan | 2021-06-13 | 48 | 48 | [49 empty] | 48
2916 | 61 | ELLM10F04AAI5FN000 |  | Lighting System | Cable Gland | SEMC CABLE GLAND 153 - A - 20mm C/With : Sealing Washer , Earth Tag , Shroud | 20mm | 1071-O2-EL-PO-028-6518-A0-0-005 | OPEN PACKING LIST | Mashin Sazi Shomal | 35 | PCS | 2 |  | ODCC-EL-ARP- | Abad Rahan | 2021-06-13 | 33 | 33 | [49 empty] | 33
2917 | 42 | ELLM10F04AAI5FN000 | یک عدد باقیمانده در CMIS با آیتم کد ELLM10F04AA15FN000 ثبت است. | Lighting System | Lamp | LAMP Metal halide 250W | 1*250W | 1071-O2-EL-PO-028-6518-A0-0-003 | OPEN PACKING LIST | Mashin Sazi Shomal | 46 | PCS | 1 |  | ODCC-EL-ARP-0074 | Abad Rahan | 2021-06-21 | 45 | 45 | manual | [48 empty] | 45
2918 | 44 | ELLM10F04AAI5FN000 | سه عدد باقیمانده در CMIS با آیتم کد ELLM10F04AA15FN000 ثبت است. | Lighting System | Lamp | LAMP Metal halide 250W | 1*250W | 1071-O2-EL-PO-028-6518-A0-0-003 | OPEN PACKING LIST | Mashin Sazi Shomal | 51 | PCS | 3 |  | ODCC-EL-ARP-0074 | Abad Rahan | 2021-06-13 | 48 | 48 | manual | [48 empty] | 48
2919 | 61 | ELLM10F04AAI5FN000 | دو عدد باقیمانده در CMIS با آیتم کد ELLM10F04AA15FN000 ثبت است. | Lighting System | Lamp | LAMP Metal halide 250W | 1*250W | 1071-O2-EL-PO-028-6518-A0-0-003 | OPEN PACKING LIST | Mashin Sazi Shomal | 35 | PCS | 2 |  | ODCC-EL-ARP-0074 | Abad Rahan | 2021-06-13 | 33 | 33 | manual | [48 empty] | 33
2920 | 43 | ELLD02L06AAA6FN2T3 |  | Lighting System | Reducer | SEMC TYPE 700 Exd Reducer 3/4"Npt(M) * M20(F) C/With : Sealing Washer | 20mm | 1071-O2-EL-PO-028-6518-A0-0-005 | OPEN PACKING LIST | Mashin Sazi Shomal | 2 | PCS | 2 | [55 empty] | 0
2921 | 43 | ELLD02L06AAA6FN2T3 |  | Lighting System | Cable Gland | SEMC CABLE GLAND 453 - O - 20mm C/With : Sealing Washer , Earth Tag , Shroud | 20mm | 1071-O2-EL-PO-028-6518-A0-0-005 | OPEN PACKING LIST | Mashin Sazi Shomal | 1 | PCS | 1 | [55 empty] | 0
2922 | 43 | ELLD02L06AAA6FN2T3 |  | Lighting System | Plug | SEMC TYPE 800 Exd PLUG - M20 C/With : Sealing Washer | 20mm | 1071-O2-EL-PO-028-6518-A0-0-005 | OPEN PACKING LIST | Mashin Sazi Shomal | 1 | PCS | 1 | [55 empty] | 0
2923 | 43 | ELLD02K13AAA6FN2T3 |  | Lighting System | Reducer | SEMC TYPE 700 Exd Reducer 3/4"Npt(M) * M20(F) C/With : Sealing Washer | 20mm | 1071-O2-EL-PO-028-6518-A0-0-005 | OPEN PACKING LIST | Mashin Sazi Shomal | 26 | PCS | 26 | [55 empty] | 0
2924 | 43 | ELLD02K13AAA6FN2T3 |  | Lighting System | Cable Gland | SEMC CABLE GLAND 453 - O - 20mm C/With : Sealing Washer , Earth Tag , Shroud | 20mm | 1071-O2-EL-PO-028-6518-A0-0-005 | OPEN PACKING LIST | Mashin Sazi Shomal | 26 | PCS | 26 | [55 empty] | 0
2925 | 43 | ELLD02K13AAA6FN2T3 |  | Lighting System | Plug | SEMC TYPE 800 Exd PLUG - 3/4"Npt C/With : Sealing Washer | 20mm | 1071-O2-EL-PO-028-6518-A0-0-005 | OPEN PACKING LIST | Mashin Sazi Shomal | 26 | PCS | 26 | [55 empty] | 0
2926 | 43 | ELLD02L13AAA6FN2T3 |  | Lighting System | Reducer | SEMC TYPE 700 Exd Reducer 3/4"Npt(M) * M20(F) C/With : Sealing Washer | 20mm | 1071-O2-EL-PO-028-6518-A0-0-005 | OPEN PACKING LIST | Mashin Sazi Shomal | 2 | PCS | 2 | [55 empty] | 0
2927 | 43 | ELLD02L13AAA6FN2T3 |  | Lighting System | Cable Gland | SEMC CABLE GLAND 453 - O - 20mm C/With : Sealing Washer , Earth Tag , Shroud | 20mm | 1071-O2-EL-PO-028-6518-A0-0-005 | OPEN PACKING LIST | Mashin Sazi Shomal | 2 | PCS | 2 | [55 empty] | 0
2928 | 43 | ELLD02L13AAA6FN2T3 |  | Lighting System | Plug | SEMC TYPE 800 Exd PLUG - 3/4"Npt C/With : Sealing Washer | 20mm | 1071-O2-EL-PO-028-6518-A0-0-005 | OPEN PACKING LIST | Mashin Sazi Shomal | 2 | PCS | 2 | [55 empty] | 0
2929 | CR-40-02 | ELLD02L06BAA6FN3T3 |  | Lighting System | ADAPTOR | SEMC TYPE 600 Exd ADAPTOR 3/4"Npt(M) * M25(F) C/With : Sealing Washer | 25mm | 1071-O2-EL-PO-028-6518-A0-0-005 | OPEN PACKING LIST | Mashin Sazi Shomal | 16 | PCS | 8 |  | ODCC-EL-IGC-(0170) | IGC | 2021-11-12 | 8 | 8 | [49 empty] | 8
2930 | CR-40-02 | ELLD02L06BAA6FN3T3 |  | Lighting System | Cable Gland | SEMC CABLE GLAND 421 - B - 25mm C/With : Sealing Washer , Earth Tag , Shroud | 25mm | 1071-O2-EL-PO-028-6518-A0-0-005 | OPEN PACKING LIST | Mashin Sazi Shomal | 16 | PCS | 8 |  | ODCC-EL-IGC-(0170) | IGC | 2021-11-12 | 8 | 8 | [49 empty] | 8
2931 | CR-40-02 | ELLD02L06BAA6FN3T3 |  | Lighting System | Plug | SEMC TYPE 800 Exd PLUG - M25 C/With : Sealing Washer | 25mm | 1071-O2-EL-PO-028-6518-A0-0-005 | OPEN PACKING LIST | Mashin Sazi Shomal | 8 | PCS | 0 |  | ODCC-EL-IGC-(0170) | IGC | 2021-11-12 | 8 | 8 | [49 empty] | 8
2932 | RIB-40-01 | ELLD02L06BAA6FN3T3 |  | Lighting System | ADAPTOR | SEMC TYPE 600 Exd ADAPTOR 3/4"Npt(M) * M25(F) C/With : Sealing Washer | 25mm | 1071-O2-EL-PO-028-6518-A0-0-005 | OPEN PACKING LIST | Mashin Sazi Shomal | 8 | PCS | 0 |  | ODCC-EL-IGC- | IGC | 2021-10-12 | 8 | 8 | [49 empty] | 8
2933 | RIB-40-01 | ELLD02L06BAA6FN3T3 |  | Lighting System | Cable Gland | SEMC CABLE GLAND 421 - B - 25mm C/With : Sealing Washer , Earth Tag , Shroud | 25mm | 1071-O2-EL-PO-028-6518-A0-0-005 | OPEN PACKING LIST | Mashin Sazi Shomal | 8 | PCS | 0 |  | ODCC-EL-IGC- | IGC | 2021-10-12 | 8 | 8 | [49 empty] | 8
2934 | RIB-40-01 | ELLD02L06BAA6FN3T3 |  | Lighting System | Plug | SEMC TYPE 800 Exd PLUG - M25 C/With : Sealing Washer | 25mm | 1071-O2-EL-PO-028-6518-A0-0-005 | OPEN PACKING LIST | Mashin Sazi Shomal | 4 | PCS | 0 |  | ODCC-EL-IGC- | IGC | 2021-10-12 | 4 | 4 | [49 empty] | 4
2935 | CR-40-02 | ELLJ02L06BAA6FN3T3 |  | Lighting System | ADAPTOR | SEMC TYPE 600 Exd ADAPTOR 3/4"Npt(M) * M25(F) C/With : Sealing Washer | 25mm | 1071-O2-EL-PO-028-6518-A0-0-005 | OPEN PACKING LIST | Mashin Sazi Shomal | 6 | PCS | 3 |  | ODCC-EL-IGC-(0170) | IGC | 2021-11-12 | 3 | 3 | [49 empty] | 3
2936 | CR-40-02 | ELLJ02L06BAA6FN3T3 |  | Lighting System | Cable Gland | SEMC CABLE GLAND 421 - B - 25mm C/With : Sealing Washer , Earth Tag , Shroud | 25mm | 1071-O2-EL-PO-028-6518-A0-0-005 | OPEN PACKING LIST | Mashin Sazi Shomal | 6 | PCS | 3 |  | ODCC-EL-IGC-(0170) | IGC | 2021-11-12 | 3 | 3 | [49 empty] | 3
2937 | CR-40-02 | ELLJ02L06BAA6FN3T3 |  | Lighting System | Plug | SEMC TYPE 800 Exd PLUG - M25 C/With : Sealing Washer | 25mm | 1071-O2-EL-PO-028-6518-A0-0-005 | OPEN PACKING LIST | Mashin Sazi Shomal | 3 | PCS | 0 |  | ODCC-EL-IGC-(0170) | IGC | 2021-11-12 | 3 | 3 | [49 empty] | 3
2938 | RIB-40-01 | ELLJ02L06BAA6FN3T3 |  | Lighting System | ADAPTOR | SEMC TYPE 600 Exd ADAPTOR 3/4"Npt(M) * M25(F) C/With : Sealing Washer | 25mm | 1071-O2-EL-PO-028-6518-A0-0-005 | OPEN PACKING LIST | Mashin Sazi Shomal | 6 | PCS | 0 |  | ODCC-EL-IGC- | IGC | 2021-10-12 | 6 | 6 | [49 empty] | 6
2939 | RIB-40-01 | ELLJ02L06BAA6FN3T3 |  | Lighting System | Cable Gland | SEMC CABLE GLAND 421 - B - 25mm C/With : Sealing Washer , Earth Tag , Shroud | 25mm | 1071-O2-EL-PO-028-6518-A0-0-005 | OPEN PACKING LIST | Mashin Sazi Shomal | 6 | PCS | 0 |  | ODCC-EL-IGC- | IGC | 2021-10-12 | 6 | 6 | [49 empty] | 6
2940 | RIB-40-01 | ELLJ02L06BAA6FN3T3 |  | Lighting System | Plug | SEMC TYPE 800 Exd PLUG - M25 C/With : Sealing Washer | 25mm | 1071-O2-EL-PO-028-6518-A0-0-005 | OPEN PACKING LIST | Mashin Sazi Shomal | 3 | PCS | 0 |  | ODCC-EL-IGC- | IGC | 2021-10-12 | 3 | 3 | [49 empty] | 3
2941 | RIB-40-02 | ELLJ02L06BAA6FN3T3 |  | Lighting System | ADAPTOR | SEMC TYPE 600 Exd ADAPTOR 3/4"Npt(M) * M25(F) C/With : Sealing Washer | 25mm | 1071-O2-EL-PO-028-6518-A0-0-005 | OPEN PACKING LIST | Mashin Sazi Shomal | 6 | PCS | 0 |  | ODCC-EL-IGC- | IGC | 2021-10-12 | 6 | 6 | [49 empty] | 6
2942 | RIB-40-02 | ELLJ02L06BAA6FN3T3 |  | Lighting System | Cable Gland | SEMC CABLE GLAND 421 - B - 25mm C/With : Sealing Washer , Earth Tag , Shroud | 25mm | 1071-O2-EL-PO-028-6518-A0-0-005 | OPEN PACKING LIST | Mashin Sazi Shomal | 6 | PCS | 0 |  | ODCC-EL-IGC- | IGC | 2021-10-12 | 6 | 6 | [49 empty] | 6
2943 | RIB-40-02 | ELLJ02L06BAA6FN3T3 |  | Lighting System | Plug | SEMC TYPE 800 Exd PLUG - M25 C/With : Sealing Washer | 25mm | 1071-O2-EL-PO-028-6518-A0-0-005 | OPEN PACKING LIST | Mashin Sazi Shomal | 3 | PCS | 0 |  | ODCC-EL-IGC- | IGC | 2021-10-12 | 3 | 3 | [49 empty] | 3
2944 | RIB-40-03 | ELLJ02L06BAA6FN3T3 |  | Lighting System | ADAPTOR | SEMC TYPE 600 Exd ADAPTOR 3/4"Npt(M) * M25(F) C/With : Sealing Washer | 25mm | 1071-O2-EL-PO-028-6518-A0-0-005 | OPEN PACKING LIST | Mashin Sazi Shomal | 8 | PCS | 0 |  | ODCC-EL-IGC- | IGC | 2021-10-12 | 8 | 8 | [49 empty] | 8
2945 | RIB-40-03 | ELLJ02L06BAA6FN3T3 |  | Lighting System | Cable Gland | SEMC CABLE GLAND 421 - B - 25mm C/With : Sealing Washer , Earth Tag , Shroud | 25mm | 1071-O2-EL-PO-028-6518-A0-0-005 | OPEN PACKING LIST | Mashin Sazi Shomal | 8 | PCS | 0 |  | ODCC-EL-IGC- | IGC | 2021-10-12 | 8 | 8 | [49 empty] | 8
2946 | RIB-40-03 | ELLJ02L06BAA6FN3T3 |  | Lighting System | Plug | SEMC TYPE 800 Exd PLUG - M25 C/With : Sealing Washer | 25mm | 1071-O2-EL-PO-028-6518-A0-0-005 | OPEN PACKING LIST | Mashin Sazi Shomal | 4 | PCS | 0 |  | ODCC-EL-IGC- | IGC | 2021-10-12 | 4 | 4 | [49 empty] | 4
2947 | CR-40-02 | ELLE02O06BAA6FN3T3 |  | Lighting System | ADAPTOR | SEMC TYPE 600 Exd ADAPTOR 3/4"Npt(M) * M25(F) C/With : Sealing Washer | 25mm | 1071-O2-EL-PO-028-6518-A0-0-005 | OPEN PACKING LIST | Mashin Sazi Shomal | 2 | PCS | 2 | [55 empty] | 0
2948 | CR-40-02 | ELLE02O06BAA6FN3T3 |  | Lighting System | Cable Gland | SEMC CABLE GLAND 421 - B - 25mm C/With : Sealing Washer , Earth Tag , Shroud | 25mm | 1071-O2-EL-PO-028-6518-A0-0-005 | OPEN PACKING LIST | Mashin Sazi Shomal | 2 | PCS | 2 | [55 empty] | 0
2949 | CR-40-02 | ELLE02O06BAA6FN3T3 |  | Lighting System | Plug | SEMC TYPE 800 Exd PLUG - M25 C/With : Sealing Washer | 25mm | 1071-O2-EL-PO-028-6518-A0-0-005 | OPEN PACKING LIST | Mashin Sazi Shomal | 1 | PCS | 1 | [55 empty] | 0
2950 | RIB-40-01 | ELLE02O06BAA6FN3T3 |  | Lighting System | ADAPTOR | SEMC TYPE 600 Exd ADAPTOR 3/4"Npt(M) * M25(F) C/With : Sealing Washer | 25mm | 1071-O2-EL-PO-028-6518-A0-0-005 | OPEN PACKING LIST | Mashin Sazi Shomal | 2 | PCS | 2 | [55 empty] | 0
2951 | RIB-40-01 | ELLE02O06BAA6FN3T3 |  | Lighting System | Cable Gland | SEMC CABLE GLAND 421 - B - 25mm C/With : Sealing Washer , Earth Tag , Shroud | 25mm | 1071-O2-EL-PO-028-6518-A0-0-005 | OPEN PACKING LIST | Mashin Sazi Shomal | 2 | PCS | 2 | [55 empty] | 0
2952 | RIB-40-01 | ELLE02O06BAA6FN3T3 |  | Lighting System | Plug | SEMC TYPE 800 Exd PLUG - M25 C/With : Sealing Washer | 25mm | 1071-O2-EL-PO-028-6518-A0-0-005 | OPEN PACKING LIST | Mashin Sazi Shomal | 1 | PCS | 1 | [55 empty] | 0
2953 | RIB-40-02 | ELLE02O06BAA6FN3T3 |  | Lighting System | ADAPTOR | SEMC TYPE 600 Exd ADAPTOR 3/4"Npt(M) * M25(F) C/With : Sealing Washer | 25mm | 1071-O2-EL-PO-028-6518-A0-0-005 | OPEN PACKING LIST | Mashin Sazi Shomal | 2 | PCS | 2 | [55 empty] | 0
2954 | RIB-40-02 | ELLE02O06BAA6FN3T3 |  | Lighting System | Cable Gland | SEMC CABLE GLAND 421 - B - 25mm C/With : Sealing Washer , Earth Tag , Shroud | 25mm | 1071-O2-EL-PO-028-6518-A0-0-005 | OPEN PACKING LIST | Mashin Sazi Shomal | 2 | PCS | 2 | [55 empty] | 0
2955 | RIB-40-02 | ELLE02O06BAA6FN3T3 |  | Lighting System | Plug | SEMC TYPE 800 Exd PLUG - M25 C/With : Sealing Washer | 25mm | 1071-O2-EL-PO-028-6518-A0-0-005 | OPEN PACKING LIST | Mashin Sazi Shomal | 1 | PCS | 1 | [55 empty] | 0
2956 | RIB-40-03 | ELLE02O06BAA6FN3T3 |  | Lighting System | ADAPTOR | SEMC TYPE 600 Exd ADAPTOR 3/4"Npt(M) * M25(F) C/With : Sealing Washer | 25mm | 1071-O2-EL-PO-028-6518-A0-0-005 | OPEN PACKING LIST | Mashin Sazi Shomal | 2 | PCS | 2 | [55 empty] | 0
2957 | RIB-40-03 | ELLE02O06BAA6FN3T3 |  | Lighting System | Cable Gland | SEMC CABLE GLAND 421 - B - 25mm C/With : Sealing Washer , Earth Tag , Shroud | 25mm | 1071-O2-EL-PO-028-6518-A0-0-005 | OPEN PACKING LIST | Mashin Sazi Shomal | 2 | PCS | 2 | [55 empty] | 0
2958 | RIB-40-03 | ELLE02O06BAA6FN3T3 |  | Lighting System | Plug | SEMC TYPE 800 Exd PLUG - M25 C/With : Sealing Washer | 25mm | 1071-O2-EL-PO-028-6518-A0-0-005 | OPEN PACKING LIST | Mashin Sazi Shomal | 1 | PCS | 1 | [55 empty] | 0
2959 | SS-40-03 | ELLE02O06BAA6FN3T3 |  | Lighting System | ADAPTOR | SEMC TYPE 600 Exd ADAPTOR 3/4"Npt(M) * M25(F) C/With : Sealing Washer | 25mm | 1071-O2-EL-PO-028-6518-A0-0-005 | OPEN PACKING LIST | Mashin Sazi Shomal | 2 | PCS | 2 | [55 empty] | 0
2960 | SS-40-03 | ELLE02O06BAA6FN3T3 |  | Lighting System | Cable Gland | SEMC CABLE GLAND 421 - B - 25mm C/With : Sealing Washer , Earth Tag , Shroud | 25mm | 1071-O2-EL-PO-028-6518-A0-0-005 | OPEN PACKING LIST | Mashin Sazi Shomal | 2 | PCS | 2 | [55 empty] | 0
2961 | SS-40-03 | ELLE02O06BAA6FN3T3 |  | Lighting System | Plug | SEMC TYPE 800 Exd PLUG - M25 C/With : Sealing Washer | 25mm | 1071-O2-EL-PO-028-6518-A0-0-005 | OPEN PACKING LIST | Mashin Sazi Shomal | 1 | PCS | 1 | [55 empty] | 0
2962 | SS-40-04 | ELLE02O06BAA6FN3T3 |  | Lighting System | ADAPTOR | SEMC TYPE 600 Exd ADAPTOR 3/4"Npt(M) * M25(F) C/With : Sealing Washer | 25mm | 1071-O2-EL-PO-028-6518-A0-0-005 | OPEN PACKING LIST | Mashin Sazi Shomal | 2 | PCS | 2 | [55 empty] | 0
2963 | SS-40-04 | ELLE02O06BAA6FN3T3 |  | Lighting System | Cable Gland | SEMC CABLE GLAND 421 - B - 25mm C/With : Sealing Washer , Earth Tag , Shroud | 25mm | 1071-O2-EL-PO-028-6518-A0-0-005 | OPEN PACKING LIST | Mashin Sazi Shomal | 2 | PCS | 2 | [55 empty] | 0
2964 | SS-40-04 | ELLE02O06BAA6FN3T3 |  | Lighting System | Plug | SEMC TYPE 800 Exd PLUG - M25 C/With : Sealing Washer | 25mm | 1071-O2-EL-PO-028-6518-A0-0-005 | OPEN PACKING LIST | Mashin Sazi Shomal | 1 | PCS | 1 | [55 empty] | 0
2965 | SS-40-05 | ELLE02O06BAA6FN3T3 |  | Lighting System | ADAPTOR | SEMC TYPE 600 Exd ADAPTOR 3/4"Npt(M) * M25(F) C/With : Sealing Washer | 25mm | 1071-O2-EL-PO-028-6518-A0-0-005 | OPEN PACKING LIST | Mashin Sazi Shomal | 2 | PCS | 2 | [55 empty] | 0
2966 | SS-40-05 | ELLE02O06BAA6FN3T3 |  | Lighting System | Cable Gland | SEMC CABLE GLAND 421 - B - 25mm C/With : Sealing Washer , Earth Tag , Shroud | 25mm | 1071-O2-EL-PO-028-6518-A0-0-005 | OPEN PACKING LIST | Mashin Sazi Shomal | 2 | PCS | 2 | [55 empty] | 0
2967 | SS-40-05 | ELLE02O06BAA6FN3T3 |  | Lighting System | Plug | SEMC TYPE 800 Exd PLUG - M25 C/With : Sealing Washer | 25mm | 1071-O2-EL-PO-028-6518-A0-0-005 | OPEN PACKING LIST | Mashin Sazi Shomal | 1 | PCS | 1 | [55 empty] | 0
2968 | SS-40-09 | ELLE02O06BAA6FN3T3 |  | Lighting System | ADAPTOR | SEMC TYPE 600 Exd ADAPTOR 3/4"Npt(M) * M25(F) C/With : Sealing Washer | 25mm | 1071-O2-EL-PO-028-6518-A0-0-005 | OPEN PACKING LIST | Mashin Sazi Shomal | 2 | PCS | 2 | [55 empty] | 0
2969 | SS-40-09 | ELLE02O06BAA6FN3T3 |  | Lighting System | Cable Gland | SEMC CABLE GLAND 421 - B - 25mm C/With : Sealing Washer , Earth Tag , Shroud | 25mm | 1071-O2-EL-PO-028-6518-A0-0-005 | OPEN PACKING LIST | Mashin Sazi Shomal | 2 | PCS | 2 | [55 empty] | 0
2970 | SS-40-09 | ELLE02O06BAA6FN3T3 |  | Lighting System | Plug | SEMC TYPE 800 Exd PLUG - M25 C/With : Sealing Washer | 25mm | 1071-O2-EL-PO-028-6518-A0-0-005 | OPEN PACKING LIST | Mashin Sazi Shomal | 1 | PCS | 1 | [55 empty] | 0
2971 | RIB-40-02 | ELLD02L06BAA6FN3T3 | ELLJ02L06AAI5FN000 | Lighting System | ADAPTOR | SEMC TYPE 600 Exd ADAPTOR 3/4"Npt(M) * M25(F) C/With : Sealing Washer | 25mm | 1071-O2-EL-PO-028-6518-A0-0-005 | OPEN PACKING LIST | Mashin Sazi Shomal | 14 | PCS | 0 |  | ODCC-EL-IGC- | IGC | 2021-10-12 | 14 | 14 | [49 empty] | 14
2972 | RIB-40-02 | ELLD02L06BAA6FN3T3 | ELLJ02L06AAI5FN000 | Lighting System | Cable Gland | SEMC CABLE GLAND 421 - B - 25mm C/With : Sealing Washer , Earth Tag , Shroud | 25mm | 1071-O2-EL-PO-028-6518-A0-0-005 | OPEN PACKING LIST | Mashin Sazi Shomal | 14 | PCS | 0 |  | ODCC-EL-IGC- | IGC | 2021-10-12 | 14 | 14 | [49 empty] | 14
2973 | RIB-40-02 | ELLD02L06BAA6FN3T3 | ELLJ02L06AAI5FN000 | Lighting System | Plug | SEMC TYPE 800 Exd PLUG - M25 C/With : Sealing Washer | 25mm | 1071-O2-EL-PO-028-6518-A0-0-005 | OPEN PACKING LIST | Mashin Sazi Shomal | 7 | PCS | 0 |  | ODCC-EL-IGC- | IGC | 2021-10-12 | 7 | 7 | [49 empty] | 7
2974 | SS-40-03 | ELLC02L05BAA6FN3T3 |  | Lighting System | ADAPTOR | SEMC TYPE 600 Exd ADAPTOR 3/4"Npt(M) * M25(F) C/With : Sealing Washer | 25mm | 1071-O2-EL-PO-028-6518-A0-0-005 | OPEN PACKING LIST | Mashin Sazi Shomal | 26 | PCS | 2 |  | ODCC-EL-IGC- | IGC | 2021-10-12 | 24 | 24 | [49 empty] | 24
2975 | SS-40-03 | ELLC02L05BAA6FN3T3 |  | Lighting System | Cable Gland | SEMC CABLE GLAND 421 - B - 25mm C/With : Sealing Washer , Earth Tag , Shroud | 25mm | 1071-O2-EL-PO-028-6518-A0-0-005 | OPEN PACKING LIST | Mashin Sazi Shomal | 26 | PCS | 2 |  | ODCC-EL-IGC- | IGC | 2021-10-12 | 24 | 24 | [49 empty] | 24
2976 | SS-40-03 | ELLC02L05BAA6FN3T3 |  | Lighting System | Plug | SEMC TYPE 800 Exd PLUG - M25 C/With : Sealing Washer | 25mm | 1071-O2-EL-PO-028-6518-A0-0-005 | OPEN PACKING LIST | Mashin Sazi Shomal | 13 | PCS | 1 |  | ODCC-EL-IGC- | IGC | 2021-10-12 | 12 | 12 | [49 empty] | 12
2977 | SS-40-04 | ELLC02L05BAA6FN3T3 |  | Lighting System | ADAPTOR | SEMC TYPE 600 Exd ADAPTOR 3/4"Npt(M) * M25(F) C/With : Sealing Washer | 25mm | 1071-O2-EL-PO-028-6518-A0-0-005 | OPEN PACKING LIST | Mashin Sazi Shomal | 14 | PCS | 14 | [55 empty] | 0
2978 | SS-40-04 | ELLC02L05BAA6FN3T3 |  | Lighting System | Cable Gland | SEMC CABLE GLAND 421 - B - 25mm C/With : Sealing Washer , Earth Tag , Shroud | 25mm | 1071-O2-EL-PO-028-6518-A0-0-005 | OPEN PACKING LIST | Mashin Sazi Shomal | 14 | PCS | 14 | [55 empty] | 0
2979 | SS-40-04 | ELLC02L05BAA6FN3T3 |  | Lighting System | Plug | SEMC TYPE 800 Exd PLUG - M25 C/With : Sealing Washer | 25mm | 1071-O2-EL-PO-028-6518-A0-0-005 | OPEN PACKING LIST | Mashin Sazi Shomal | 7 | PCS | 7 | [55 empty] | 0
2980 | SS-40-05 | ELLC02L05BAA6FN3T3 |  | Lighting System | ADAPTOR | SEMC TYPE 600 Exd ADAPTOR 3/4"Npt(M) * M25(F) C/With : Sealing Washer | 25mm | 1071-O2-EL-PO-028-6518-A0-0-005 | OPEN PACKING LIST | Mashin Sazi Shomal | 14 | PCS | 14 | [55 empty] | 0
2981 | SS-40-05 | ELLC02L05BAA6FN3T3 |  | Lighting System | Cable Gland | SEMC CABLE GLAND 421 - B - 25mm C/With : Sealing Washer , Earth Tag , Shroud | 25mm | 1071-O2-EL-PO-028-6518-A0-0-005 | OPEN PACKING LIST | Mashin Sazi Shomal | 14 | PCS | 14 | [55 empty] | 0
2982 | SS-40-05 | ELLC02L05BAA6FN3T3 |  | Lighting System | Plug | SEMC TYPE 800 Exd PLUG - M25 C/With : Sealing Washer | 25mm | 1071-O2-EL-PO-028-6518-A0-0-005 | OPEN PACKING LIST | Mashin Sazi Shomal | 7 | PCS | 7 | [55 empty] | 0
2983 | SS-40-09 | ELLC02L05BAA6FN3T3 |  | Lighting System | ADAPTOR | SEMC TYPE 600 Exd ADAPTOR 3/4"Npt(M) * M25(F) C/With : Sealing Washer | 25mm | 1071-O2-EL-PO-028-6518-A0-0-005 | OPEN PACKING LIST | Mashin Sazi Shomal | 14 | PCS | 4 |  | ODCC-EL-IGC-(0171) | IGC | 2021-11-13 | 10 | 10 | [49 empty] | 10
2984 | SS-40-09 | ELLC02L05BAA6FN3T3 |  | Lighting System | Cable Gland | SEMC CABLE GLAND 421 - B - 25mm C/With : Sealing Washer , Earth Tag , Shroud | 25mm | 1071-O2-EL-PO-028-6518-A0-0-005 | OPEN PACKING LIST | Mashin Sazi Shomal | 14 | PCS | 4 |  | ODCC-EL-IGC-(0171) | IGC | 2021-11-13 | 10 | 10 | [49 empty] | 10
2985 | SS-40-09 | ELLC02L05BAA6FN3T3 |  | Lighting System | Plug | SEMC TYPE 800 Exd PLUG - M25 C/With : Sealing Washer | 25mm | 1071-O2-EL-PO-028-6518-A0-0-005 | OPEN PACKING LIST | Mashin Sazi Shomal | 7 | PCS | 5 |  | ODCC-EL-IGC-(0171) | IGC | 2021-11-13 | 2 | 2 | [49 empty] | 2
2986 | SS-40-03 | ELLE02L05BAA6FN3T3 |  | Lighting System | ADAPTOR | SEMC TYPE 600 Exd ADAPTOR 3/4"Npt(M) * M25(F) C/With : Sealing Washer | 25mm | 1071-O2-EL-PO-028-6518-A0-0-005 | OPEN PACKING LIST | Mashin Sazi Shomal | 8 | PCS | 2 |  | ODCC-EL-IGC- | IGC | 2021-10-12 | 6 | 6 | [49 empty] | 6
2987 | SS-40-03 | ELLE02L05BAA6FN3T3 |  | Lighting System | Cable Gland | SEMC CABLE GLAND 421 - B - 25mm C/With : Sealing Washer , Earth Tag , Shroud | 25mm | 1071-O2-EL-PO-028-6518-A0-0-005 | OPEN PACKING LIST | Mashin Sazi Shomal | 8 | PCS | 2 |  | ODCC-EL-IGC- | IGC | 2021-10-12 | 6 | 6 | [49 empty] | 6
2988 | SS-40-03 | ELLE02L05BAA6FN3T3 |  | Lighting System | Plug | SEMC TYPE 800 Exd PLUG - M25 C/With : Sealing Washer | 25mm | 1071-O2-EL-PO-028-6518-A0-0-005 | OPEN PACKING LIST | Mashin Sazi Shomal | 4 | PCS | 1 |  | ODCC-EL-IGC- | IGC | 2021-10-12 | 3 | 3 | [49 empty] | 3
2989 | SS-40-04 | ELLE02L05BAA6FN3T3 |  | Lighting System | ADAPTOR | SEMC TYPE 600 Exd ADAPTOR 3/4"Npt(M) * M25(F) C/With : Sealing Washer | 25mm | 1071-O2-EL-PO-028-6518-A0-0-005 | OPEN PACKING LIST | Mashin Sazi Shomal | 4 | PCS | 4 | [55 empty] | 0
2990 | SS-40-04 | ELLE02L05BAA6FN3T3 |  | Lighting System | Cable Gland | SEMC CABLE GLAND 421 - B - 25mm C/With : Sealing Washer , Earth Tag , Shroud | 25mm | 1071-O2-EL-PO-028-6518-A0-0-005 | OPEN PACKING LIST | Mashin Sazi Shomal | 4 | PCS | 4 | [55 empty] | 0
2991 | SS-40-04 | ELLE02L05BAA6FN3T3 |  | Lighting System | Plug | SEMC TYPE 800 Exd PLUG - M25 C/With : Sealing Washer | 25mm | 1071-O2-EL-PO-028-6518-A0-0-005 | OPEN PACKING LIST | Mashin Sazi Shomal | 2 | PCS | 2 | [55 empty] | 0
2992 | SS-40-05 | ELLE02L05BAA6FN3T3 |  | Lighting System | ADAPTOR | SEMC TYPE 600 Exd ADAPTOR 3/4"Npt(M) * M25(F) C/With : Sealing Washer | 25mm | 1071-O2-EL-PO-028-6518-A0-0-005 | OPEN PACKING LIST | Mashin Sazi Shomal | 8 | PCS | 8 | [55 empty] | 0
2993 | SS-40-05 | ELLE02L05BAA6FN3T3 |  | Lighting System | Cable Gland | SEMC CABLE GLAND 421 - B - 25mm C/With : Sealing Washer , Earth Tag , Shroud | 25mm | 1071-O2-EL-PO-028-6518-A0-0-005 | OPEN PACKING LIST | Mashin Sazi Shomal | 8 | PCS | 8 | [55 empty] | 0
2994 | SS-40-05 | ELLE02L05BAA6FN3T3 |  | Lighting System | Plug | SEMC TYPE 800 Exd PLUG - M25 C/With : Sealing Washer | 25mm | 1071-O2-EL-PO-028-6518-A0-0-005 | OPEN PACKING LIST | Mashin Sazi Shomal | 4 | PCS | 4 | [55 empty] | 0
2995 | SS-40-09 | ELLE02L05BAA6FN3T3 |  | Lighting System | ADAPTOR | SEMC TYPE 600 Exd ADAPTOR 3/4"Npt(M) * M25(F) C/With : Sealing Washer | 25mm | 1071-O2-EL-PO-028-6518-A0-0-005 | OPEN PACKING LIST | Mashin Sazi Shomal | 8 | PCS | 3 |  | ODCC-EL-IGC-(0171) | IGC | 2021-11-13 | 5 | 5 | [49 empty] | 5
2996 | SS-40-09 | ELLE02L05BAA6FN3T3 |  | Lighting System | Cable Gland | SEMC CABLE GLAND 421 - B - 25mm C/With : Sealing Washer , Earth Tag , Shroud | 25mm | 1071-O2-EL-PO-028-6518-A0-0-005 | OPEN PACKING LIST | Mashin Sazi Shomal | 8 | PCS | 3 |  | ODCC-EL-IGC-(0171) | IGC | 2021-11-13 | 5 | 5 | [49 empty] | 5
2997 | SS-40-09 | ELLE02L05BAA6FN3T3 |  | Lighting System | Plug | SEMC TYPE 800 Exd PLUG - M25 C/With : Sealing Washer | 25mm | 1071-O2-EL-PO-028-6518-A0-0-005 | OPEN PACKING LIST | Mashin Sazi Shomal | 4 | PCS | 3 |  | ODCC-EL-IGC-(0171) | IGC | 2021-11-13 | 1 | 1 | [49 empty] | 1
2998 | RIB-40-03 | ELLD02L06BAA6FN3T3 | CMIS=EPSA073A6FN3T3511 | Lighting System | ADAPTOR | SEMC TYPE 600 Exd ADAPTOR 3/4"Npt(M) * M25(F) C/With : Sealing Washer | 25mm | 1071-O2-EL-PO-028-6518-A0-0-005 | OPEN PACKING LIST | Mashin Sazi Shomal | 22 | PCS | 2 |  | ODCC-EL-IGC- | IGC | 2021-10-12 | 20 | 20 | [49 empty] | 20
2999 | RIB-40-03 | ELLD02L06BAA6FN3T3 | CMIS=EPSA073A6FN3T3511 | Lighting System | Cable Gland | SEMC CABLE GLAND 421 - B - 25mm C/With : Sealing Washer , Earth Tag , Shroud | 25mm | 1071-O2-EL-PO-028-6518-A0-0-005 | OPEN PACKING LIST | Mashin Sazi Shomal | 22 | PCS | 2 |  | ODCC-EL-IGC- | IGC | 2021-10-12 | 20 | 20 | [49 empty] | 20
3000 | RIB-40-03 | ELLD02L06BAA6FN3T3 | CMIS=EPSA073A6FN3T3511 | Lighting System | Plug | SEMC TYPE 800 Exd PLUG - M25 C/With : Sealing Washer | 25mm | 1071-O2-EL-PO-028-6518-A0-0-005 | OPEN PACKING LIST | Mashin Sazi Shomal | 11 | PCS | 1 |  | ODCC-EL-IGC- | IGC | 2021-10-12 | 10 | 10 | [49 empty] | 10
3001 | 50 | ELLR10F08AAI5FN000 |  | Lighting System | Lamp | LAMP Metal halide 250W | 1*250W | 1071-O2-EL-PO-028-6518-A0-0-003 | OPEN PACKING LIST | Mashin Sazi Shomal | 230 | PCS | 55 |  | ODCC-EL-ARP-0074 | Abad Rahan | 2021-05-25 | 60 | 60 | manual | ODCC-EL-SEK-0008 | SEKAF | 2021-06-08 | 12 | 12 | manual | ODCC-EL-EXIR-0013 | EXIR | 2021-06-08 | 47 | 47 | manual | ODCC-EL-IGC-0138 | IGC | 2021-08-15 | 23 | 23 |  | ODCC-EL-SEK-0006 | SEKAF | 2021-10-03 | 33 | 33 | [25 empty] | 175
3002 | Spare | Spare Cable Gland For Fluorescent Lighting Fixture For ID Cod No. ELLD02K13AAA6FN2T3 ELLD02K05AAA6FN3T3 ELLD02L05AAA6FN2T3 ELLD02L06AAA6FN2T3 ELLD02L13AAA6FN2T3 | Two years spare part | Lighting System | Cable Gland | SEMC CABLE GLAND 453 - O - 20mm C/With : Sealing Washer , Earth Tag , Shroud | 20mm | 1071-O2-EL-PO-028-6518-A0-0-005 | OPEN PACKING LIST | Mashin Sazi Shomal | 11 | PCS | 11 | [55 empty] | 0
3003 | Spare | Spare Cable Gland For Fluorescent Lighting Fixture For ID Cod No. ELLJ02L05AAA6FN2T3 |  | Lighting System | Cable Gland | SEMC CABLE GLAND 453 - A - 20mm C/With : Sealing Washer , Earth Tag , Shroud | 20mm | 1071-O2-EL-PO-028-6518-A0-0-005 | OPEN PACKING LIST | Mashin Sazi Shomal | 8 | PCS | 8 | [55 empty] | 0
3004 | Spare | Spare Cable Gland For Fluorescent Lighting Fixture For ID Cod No. ELLD02K13AAA6FN2T3 ELLD02K05AAA6FN3T3 ELLD02L05AAA6FN2T3 ELLD02L06AAA6FN2T3 ELLD02L13AAA6FN2T3 | Two years spare part | Lighting System | Cable Gland | SEMC CABLE GLAND 453 - O - 20mm C/With : Sealing Washer , Earth Tag , Shroud | 20mm | 1071-O2-EL-PO-028-6518-A0-0-005 | OPEN PACKING LIST | Mashin Sazi Shomal | 73 | PCS | 73 | [55 empty] | 0
3005 | Spare | Spare Cable Gland For Fluorescent Lighting Fixture For ID Cod No. ELLD02K13AAI5FN000 ELLD02L05AA15FN000 ELLD02L13AAI5FN000 |  | Lighting System | Cable Gland | SEMC CABLE GLAND 153 - O - 20mm C/With : Sealing Washer , Earth Tag , Shroud | 20mm | 1071-O2-EL-PO-028-6518-A0-0-005 | OPEN PACKING LIST | Mashin Sazi Shomal | 13 | PCS | 13 | [55 empty] | 0
3006 | Spare | Spare Cable Gland For Fluorescent Lighting Fixture For ID Cod No. ELLJ02L05AAI5FN000 |  | Lighting System | Cable Gland | SEMC CABLE GLAND 153 - A - 20mm C/With : Sealing Washer , Earth Tag , Shroud | 20mm | 1071-O2-EL-PO-028-6518-A0-0-005 | OPEN PACKING LIST | Mashin Sazi Shomal | 3 | PCS | 3 | [55 empty] | 0
3007 | Spare | Spare Cable Gland For Fluorescent Lighting Fixture For ID Cod No. ELLD02K13AAI5FN000 ELLD02L05AA15FN000 ELLD02L13AAI5FN000 |  | Lighting System | Cable Gland | SEMC CABLE GLAND 153 - O - 20mm C/With : Sealing Washer , Earth Tag , Shroud | 20mm | 1071-O2-EL-PO-028-6518-A0-0-005 | OPEN PACKING LIST | Mashin Sazi Shomal | 10 | PCS | 10 | [55 empty] | 0
3008 | Spare | Spare Cable Gland For Fluorescent Lighting Fixture For ID Cod No. ELLE02O06BAA6FN3T3 ELLD02L06BAA6FN3T3 ELLJ02L06BAA6FN3T3 ELLE02L05BAA6FN3T3 | Two years spare part | Lighting System | Cable Gland | SEMC CABLE GLAND 421 - B - 25mm C/With : Sealing Washer , Earth Tag , Shroud | 25mm | 1071-O2-EL-PO-028-6518-A0-0-005 | OPEN PACKING LIST | Mashin Sazi Shomal | 6 | PCS | 6 | [55 empty] | 0
3009 | Spare | Spare Cable Gland For Fluorescent Lighting Fixture For ID Cod No. ELLE02O06BAA6FN3T3 ELLD02L06BAA6FN3T3 ELLJ02L06BAA6FN3T3 ELLE02L05BAA6FN3T3 | Two years spare part | Lighting System | Cable Gland | SEMC CABLE GLAND 421 - B - 25mm C/With : Sealing Washer , Earth Tag , Shroud | 25mm | 1071-O2-EL-PO-028-6518-A0-0-005 | OPEN PACKING LIST | Mashin Sazi Shomal | 3 | PCS | 3 | [55 empty] | 0
3010 | Spare | Spare Cable Gland For Fluorescent Lighting Fixture For ID Cod No. ELLE02O06BAA6FN3T3 ELLD02L06BAA6FN3T3 ELLJ02L06BAA6FN3T3 ELLE02L05BAA6FN3T3 | Two years spare part | Lighting System | Cable Gland | SEMC CABLE GLAND 421 - B - 25mm C/With : Sealing Washer , Earth Tag , Shroud | 25mm | 1071-O2-EL-PO-028-6518-A0-0-005 | OPEN PACKING LIST | Mashin Sazi Shomal | 1 | PCS | 1 | [55 empty] | 0
3011 | 51 | ELLD02K13AAA6FN3T3 | CMIS=ELLD02K13AAA6FN2T3 | Lighting System | Reducer | SEMC TYPE 700 Exd Reducer 3/4"Npt(M) * M20(F) C/With : Sealing Washer | 20mm | 1071-O2-EL-PO-028-6518-A0-0-005 | OPEN PACKING LIST | Mashin Sazi Shomal | 280 | PCS | 0 |  | ODCC-EL-IGC-0226 | IGC | 2022-01-22 | 280 | 280 | [49 empty] | 280
3012 | 51 | ELLD02K13AAA6FN3T3 | CMIS=ELLD02K13AAA6FN2T3 | Lighting System | Cable Gland | SEMC CABLE GLAND 453 - O - 20mm C/With : Sealing Washer , Earth Tag , Shroud | 20mm | 1071-O2-EL-PO-028-6518-A0-0-005 | OPEN PACKING LIST | Mashin Sazi Shomal | 280 | PCS | 0 |  | ODCC-EL-IGC-0226 | IGC | 2022-01-22 | 280 | 280 | [49 empty] | 280
3013 | 51 | ELLD02K13AAA6FN3T3 | CMIS=ELLD02K13AAA6FN2T3 | Lighting System | Plug | SEMC TYPE 800 Exd PLUG - 3/4"Npt C/With : Sealing Washer | 20mm | 1071-O2-EL-PO-028-6518-A0-0-005 | OPEN PACKING LIST | Mashin Sazi Shomal | 280 | PCS | 0 |  | ODCC-EL-IGC-0226 | IGC | 2022-01-22 | 280 | 280 | [49 empty] | 280
3014 | 20 | EPSH044A6FN2T3 |  | Lighting System | Cable Gland | SEMC CABLE GLAND 453 - O - 20mm C/With : Sealing Washer , Earth Tag , Shroud | 20mm | 1071-O2-EL-PO-028-6518-A0-0-005 | OPEN PACKING LIST | Mashin Sazi Shomal | 10 | PCS | 10 | [55 empty] | 0
3015 | 20 | EPSH044A6FN2T3 |  | Lighting System | Cable Gland | SEMC CABLE GLAND 453 - A - 20mm C/With : Sealing Washer , Earth Tag , Shroud | 20mm | 1071-O2-EL-PO-028-6518-A0-0-005 | OPEN PACKING LIST | Mashin Sazi Shomal | 5 | PCS | 5 | [55 empty] | 0
3016 | 20 | EPSH044A6FN2T3 |  | Lighting System | Cable Gland | SEMC CABLE GLAND VBL453 - B - 25mm C/With : Sealing Washer , Earth Tag , Shroud | 25mm | 1071-O2-EL-PO-028-6518-A0-0-005 | OPEN PACKING LIST | Mashin Sazi Shomal | 5 | PCS | 5 | [55 empty] | 0
3017 | 20 | EPSH044A6FN2T3 |  | Lighting System | JUNCTION BOX | SEMC Exd JUNCTION BOX TYPE LJB 2 | 4WAY | 1071-O2-EL-PO-028-6518-A0-0-005 | OPEN PACKING LIST | Mashin Sazi Shomal | 5 | PCS | 5 | [55 empty] | 0
3018 | CR-40-01 | EPSA063H4BN000111 |  | Lighting System | Switch | SWITCH-SCAME-136.5121.303-1WAY 1POLE 1GANG | 1POLE | 1071-O2-EL-PO-027-6516-A0-0-01 | OPEN PACKING LIST | GOLNOOR | 45 | PCS | 3 |  | ODCC-EL-IGC-0168 | IGC | 2021-05-17 | 42 | 42 | manual | [48 empty] | 42
3019 | CR-40-02 | EPSA063H4BN000111 |  | Lighting System | Switch | SWITCH-SCAME-136.5121.303-1WAY 1POLE 1GANG | 1POLE | 1071-O2-EL-PO-027-6516-A0-0-01 | OPEN PACKING LIST | GOLNOOR | 40 | PCS | 1 |  | ODCC-EL-IGC-0165 | IGC | 2021-11-02 | 39 | 39 | [49 empty] | 39
3020 | CR-40-03 | EPSA063H4BN000111 |  | Lighting System | Switch | SWITCH-SCAME-136.5121.303-1WAY 1POLE 1GANG | 1POLE | 1071-O2-EL-PO-027-6516-A0-0-01 | OPEN PACKING LIST | GOLNOOR | 35 | PCS | 2 |  | ODCC-EL-IGC-0168 | IGC | 2021-05-22 | 33 | 33 | manual | [48 empty] | 33
3021 | RIB-40-01 | EPSA063H4BN000111 |  | Lighting System | Switch | SWITCH-SCAME-136.5121.303-1WAY 1POLE 1GANG | 1POLE | 1071-O2-EL-PO-027-6516-A0-0-01 | OPEN PACKING LIST | GOLNOOR | 7 | PCS | 0 |  | ODCC-EL-IGC-0165 | IGC | 2021-11-02 | 7 | 7 | [49 empty] | 7
3022 | RIB-40-02 | EPSA063H4BN000111 |  | Lighting System | Switch | SWITCH-SCAME-136.5121.303-1WAY 1POLE 1GANG | 1POLE | 1071-O2-EL-PO-027-6516-A0-0-01 | OPEN PACKING LIST | GOLNOOR | 8 | PCS | 0 |  | ODCC-EL-IGC-0165 | IGC | 2021-11-02 | 8 | 8 | [49 empty] | 8
3023 | RIB-40-03 | EPSA063H4BN000111 |  | Lighting System | Switch | SWITCH-SCAME-136.5121.303-1WAY 1POLE 1GANG | 1POLE | 1071-O2-EL-PO-027-6516-A0-0-01 | OPEN PACKING LIST | GOLNOOR | 2 | PCS | 0 |  | ODCC-EL-IGC-0165 | IGC | 2021-11-02 | 2 | 2 | Total:4 Pcs | [48 empty] | 2
3024 | SS-40-03 | EPSA063H4BN000111 |  | Lighting System | Switch | SWITCH-SCAME-136.5121.303-1WAY 1POLE 1GANG | 1POLE | 1071-O2-EL-PO-027-6516-A0-0-01 | OPEN PACKING LIST | GOLNOOR | 5 | PCS | 0 |  | ODCC-EL-IGC-0165 | IGC | 2021-11-02 | 4 | 4 |  | ODCC-EL-IGC-0165 | IGC | 2021-11-02 | 1 | 1 | For RIB-40-03 | [42 empty] | 5
3025 | SS-40-04 | EPSA063H4BN000111 |  | Lighting System | Switch | SWITCH-SCAME-136.5121.303-1WAY 1POLE 1GANG | 1POLE | 1071-O2-EL-PO-027-6516-A0-0-01 | OPEN PACKING LIST | GOLNOOR | 6 | PCS | 0 |  | ODCC-EL-IGC-0165 | IGC | 2021-11-02 | 5 | 5 |  | ODCC-EL-IGC-0165 | IGC | 2021-11-02 | 1 | 1 | For RIB-40-03 | [42 empty] | 6
3026 | SS-40-05 | EPSA063H4BN000111 |  | Lighting System | Switch | SWITCH-SCAME-136.5121.303-1WAY 1POLE 1GANG | 1POLE | 1071-O2-EL-PO-027-6516-A0-0-01 | OPEN PACKING LIST | GOLNOOR | 3 | PCS | 0 |  | ODCC-EL-IGC-0165 | IGC | 2021-11-02 | 3 | 3 | [49 empty] | 3
3027 | SS-40-09 | EPSA063H4BN000111 |  | Lighting System | Switch | SWITCH-SCAME-136.5121.303-1WAY 1POLE 1GANG | 1POLE | 1071-O2-EL-PO-027-6516-A0-0-01 | OPEN PACKING LIST | GOLNOOR | 3 | PCS | 0 |  | ODCC-EL-IGC-0165 | IGC | 2021-11-02 | 3 | 3 | [49 empty] | 3
3028 | CR-40-01 | EPSA063H4BN000211 | کلید تبدیل | Lighting System | Switch | SWITCH-SCAME-136.5121.303-2WAY 1POLE 1GANG | 1POLE | 1071-O2-EL-PO-027-6516-A0-0-01 | OPEN PACKING LIST | GOLNOOR | 9 | PCS | 1 |  | ODCC-EL-IGC-0168 | IGC | 2021-05-17 | 8 | 8 | manual | [48 empty] | 8
3029 | CR-40-03 | EPSA063H4BN000211 |  | Lighting System | Switch | SWITCH-SCAME-136.5121.303-1WAY 1POLE 1GANG | 1POLE | 1071-O2-EL-PO-027-6516-A0-0-01 | OPEN PACKING LIST | GOLNOOR | 2 | PCS | 0 |  | ODCC-EL-IGC-0168 | IGC | 2021-05-22 | 2 | 2 | manual | [48 empty] | 2
3030 | SS-40-05 | EPSA063H4BN000512 |  | Lighting System | Switch | SWITCH-SCAME-136.5121.303-1WAY 1POLE 1GANG | 2POLE | 1071-O2-EL-PO-027-6516-A0-0-01 | OPEN PACKING LIST | GOLNOOR | 2 | PCS | 2 | [55 empty] | 0
3031 | SS-40-09 | EPSA063H4BN000512 |  | Lighting System | Switch | SWITCH-SCAME-136.5121.303-1WAY 1POLE 1GANG | 2POLE | 1071-O2-EL-PO-027-6516-A0-0-01 | OPEN PACKING LIST | GOLNOOR | 2 | PCS | 2 | [55 empty] | 0
3032 | BD-40-11 | EPSA063H4BN000111 | EPSA063I5FN00011 | Lighting System | Switch | SWITCH-SCAME-136.5121.303-1WAY 1POLE 1GANG | 1POLE | 1071-O2-EL-PO-027-6516-A0-0-01 | OPEN PACKING LIST | GOLNOOR | 8 | PCS | 8 | [55 empty] | 0
3033 | BD-40-10 | EPSA063I5FN000111 | آیتم کد باید بررسی شود | Lighting System | Switch | SWITCH-SCAME-136.5121.303-1WAY 1POLE 1GANG | 1POLE | 1071-O2-EL-PO-027-6516-A0-0-01 | OPEN PACKING LIST | GOLNOOR | 5 | PCS | 5 | [55 empty] | 0
3034 | BD-40-02 | EPSP066I5FN000810 |  | Lighting System | Start Push Button | START PUSH BUTTON-XALD103-SCHNEIDER | 250V | 1071-O2-EL-PO-027-6516-A0-0-01 | OPEN PACKING LIST | GOLNOOR | 5 | PCS | 5 | [55 empty] | 0
3035 | BD-40-10 | EPSP066I5FN000810 |  | Lighting System | Start Push Button | START PUSH BUTTON-XALD103-SCHNEIDER | 250V | 1071-O2-EL-PO-027-6516-A0-0-01 | OPEN PACKING LIST | GOLNOOR | 18 | PCS | 18 | [55 empty] | 0
3036 | CR-40-01 | EPSP066H4BN000810 |  | Lighting System | Start Push Button | START PUSH BUTTON-XALD103-SCHNEIDER | 250V | 1071-O2-EL-PO-027-6516-A0-0-01 | OPEN PACKING LIST | GOLNOOR | 25 | PCS | 3 |  | ODCC-EL-IGC-0168 | IGC | 2021-05-17 | 22 | 22 | manual | [48 empty] | 22
3037 | CR-40-02 | EPSP066H4BN000810 |  | Lighting System | Start Push Button | START PUSH BUTTON-XALD103-SCHNEIDER | 250V | 1071-O2-EL-PO-027-6516-A0-0-01 | OPEN PACKING LIST | GOLNOOR | 18 | PCS | 2 |  | ODCC-EL-IGC-0146 | IGC | 2021-09-05 | 16 | 16 | [49 empty] | 16
3038 | CR-40-03 | EPSP066H4BN000810 |  | Lighting System | Start Push Button | START PUSH BUTTON-XALD103-SCHNEIDER | 250V | 1071-O2-EL-PO-027-6516-A0-0-01 | OPEN PACKING LIST | GOLNOOR | 20 | PCS | 2 |  | ODCC-EL-IGC-0168 | IGC | 2021-05-22 | 18 | 18 | manual | [48 empty] | 18
3039 | RIB-40-03 | EPSP066H4BN000810 |  | Lighting System | Start Push Button | START PUSH BUTTON-XALD103-SCHNEIDER | 250V | 1071-O2-EL-PO-027-6516-A0-0-01 | OPEN PACKING LIST | GOLNOOR | 6 | PCS | 0 |  | ODCC-EL-IGC-0165 | IGC | 2021-11-02 | 6 | 6 | [49 empty] | 6
3040 | SS-40-03 | EPSP066H4BN000810 |  | Lighting System | Start Push Button | START PUSH BUTTON-XALD103-SCHNEIDER | 250V | 1071-O2-EL-PO-027-6516-A0-0-01 | OPEN PACKING LIST | GOLNOOR | 22 | PCS | 2 |  | ODCC-EL-IGC-0137 | IGC | 2021-08-09 | 20 | 20 | [49 empty] | 20
3041 | SS-40-04 | EPSP066H4BN000810 |  | Lighting System | Start Push Button | START PUSH BUTTON-XALD103-SCHNEIDER | 250V | 1071-O2-EL-PO-027-6516-A0-0-01 | OPEN PACKING LIST | GOLNOOR | 24 | PCS | 2 |  | ODCC-EL-IGC-0137 | IGC | 2021-08-09 | 22 | 22 | [49 empty] | 22
3042 | SS-40-05 | EPSP066H4BN000810 |  | Lighting System | Start Push Button | START PUSH BUTTON-XALD103-SCHNEIDER | 250V | 1071-O2-EL-PO-027-6516-A0-0-01 | OPEN PACKING LIST | GOLNOOR | 22 | PCS | 2 |  | ODCC-EL-IGC-0168 | IGC | 2021-05-22 | 20 | 20 | manual | [48 empty] | 20
3043 | SS-40-09 | EPSP066H4BN000810 |  | Lighting System | Start Push Button | START PUSH BUTTON-XALD103-SCHNEIDER | 250V | 1071-O2-EL-PO-027-6516-A0-0-01 | OPEN PACKING LIST | GOLNOOR | 21 | PCS | 1 |  | ODCC-EL-IGC-0168 | IGC | 2021-05-22 | 20 | 20 | manual | [48 empty] | 20
3044 | CR-40-02 | ELLC02N05BAH0AN000 | STEEL FRAME - ARSHID 36W | Lighting System | FIXTURE | Fluorescent Lighting Fixture, with 4x18 W Bi-Pins Lamps, Indoor Type, Metallic and Corrosion Resistant Enclosure, with Anodized Reflector, with Diffuser, Prismatic type, Impact Resistant Polycarbonate or Equivalent Material, Surface Mounting, 230 V, 50 Hz, Electronic Ballast, Capacitor, High Power Factor>= 0.9, Through Wiring Double Ended (One Entry on Each Side) As Per IEC 60598-1 Figure 20-b, and 2.5 mm² Internal Wiring , Terminal Size 4 mm², Entries Sizes ISO Thread 25 mm with 2xM25 Cable Gland and Shroud Suitable for 3x4 mm² Cu/PVC/PVC Cable and One Stopping Plug , Related Fixing Accessories on Ceiling. | 4*18W | 1071-O2-EL-PO-027-6516-A0-0-01 | OPEN PACKING LIST | GOLNOOR | 1 | PCS | 1 | [55 empty] | 0
3045 | CR-40-03 | ELLC02N05BAH0AN000 | STEEL FRAME - ARSHID 36W | Lighting System | FIXTURE | Fluorescent Lighting Fixture, with 4x18 W Bi-Pins Lamps, Indoor Type, Metallic and Corrosion Resistant Enclosure, with Anodized Reflector, with Diffuser, Prismatic type, Impact Resistant Polycarbonate or Equivalent Material, Surface Mounting, 230 V, 50 Hz, Electronic Ballast, Capacitor, High Power Factor>= 0.9, Through Wiring Double Ended (One Entry on Each Side) As Per IEC 60598-1 Figure 20-b, and 2.5 mm² Internal Wiring , Terminal Size 4 mm², Entries Sizes ISO Thread 25 mm with 2xM25 Cable Gland and Shroud Suitable for 3x4 mm² Cu/PVC/PVC Cable and One Stopping Plug , Related Fixing Accessories on Ceiling. | 4*18W | 1071-O2-EL-PO-027-6516-A0-0-01 | OPEN PACKING LIST | GOLNOOR | 2 | PCS | 2 | [55 empty] | 0
3046 | CR-40-01 | ELLC02N01BAH0AN000 |  | Lighting System | FIXTURE | LIGHTING FIXTURE-ARSHID-36W-4500K-RESESSED MOUNTED | 4*18W | 1071-O2-EL-PO-027-6516-A0-0-01 | OPEN PACKING LIST | GOLNOOR | 148 | PCS | 7 |  | ODCC-EL-IGC-0168 | IGC | 2021-05-17 | 141 | 141 | manual | [48 empty] | 141
3047 | CR-40-02 | ELLC02N01BAH0AN000 |  | Lighting System | FIXTURE | LIGHTING FIXTURE-ARSHID-36W-4500K-RESESSED MOUNTED | 4*18W | 1071-O2-EL-PO-027-6516-A0-0-01 | OPEN PACKING LIST | GOLNOOR | 133 | PCS | 4 |  | ODCC-EL-IGC-0170 | IGC | 2021-11-12 | 129 | 129 | [49 empty] | 129
3048 | CR-40-03 | ELLC02N01BAH0AN000 |  | Lighting System | FIXTURE | LIGHTING FIXTURE-ARSHID-36W-4500K-RESESSED MOUNTED | 4*18W | 1071-O2-EL-PO-027-6516-A0-0-01 | OPEN PACKING LIST | GOLNOOR | 140 | PCS | 3 |  | ODCC-EL-IGC-0127 | IGC | 2021-07-07 | 137 | 137 | [49 empty] | 137
3049 | RIB-40-01 | ELLC02N01BAH0AN000 |  | Lighting System | FIXTURE | LIGHTING FIXTURE-ARSHID-36W-4500K-RESESSED MOUNTED | 4*18W | 1071-O2-EL-PO-027-6516-A0-0-01 | OPEN PACKING LIST | GOLNOOR | 30 | PCS | 2 |  | ODCC-EL-IGC-0161 | IGC | 2021-10-12 | 28 | 28 | [49 empty] | 28
3050 | RIB-40-02 | ELLC02N01BAH0AN000 |  | Lighting System | FIXTURE | LIGHTING FIXTURE-ARSHID-36W-4500K-RESESSED MOUNTED | 4*18W | 1071-O2-EL-PO-027-6516-A0-0-01 | OPEN PACKING LIST | GOLNOOR | 37 | PCS | 3 |  | ODCC-EL-IGC-0161 | IGC | 2021-10-12 | 34 | 34 | [49 empty] | 34
3051 | RIB-40-03 | ELLC02N01BAH0AN000 |  | Lighting System | FIXTURE | LIGHTING FIXTURE-ARSHID-36W-4500K-RESESSED MOUNTED | 4*18W | 1071-O2-EL-PO-027-6516-A0-0-01 | OPEN PACKING LIST | GOLNOOR | 78 | PCS | 7 |  | ODCC-EL-IGC-0161 | IGC | 2021-10-12 | 71 | 71 | [49 empty] | 71
3052 | CR-40-01 | ELLD02L06AAI5FN000 |  | Lighting System | Lamp | LAMP - FLUORESCENT - T8 -36W | 36W | 1071-O2-EL-PO-027-6516-A0-0-01 | OPEN PACKING LIST | GOLNOOR | 30 | PCS | 30 | [55 empty] | 0
3053 | CR-40-02 | ELLD02L06AAI5FN000 |  | Lighting System | Lamp | LAMP - FLUORESCENT - T8 -36W | 36W | 1071-O2-EL-PO-027-6516-A0-0-01 | OPEN PACKING LIST | GOLNOOR | 38 | PCS | 0 |  | ODCC-EL-IGC-0146 | IGC | 2021-09-05 | 38 | 38 | [49 empty] | 38
3054 | CR-40-03 | ELLD02L06AAI5FN000 |  | Lighting System | Lamp | LAMP - FLUORESCENT - T8 -36W | 36W | 1071-O2-EL-PO-027-6516-A0-0-01 | OPEN PACKING LIST | GOLNOOR | 30 | PCS | 0 |  | ODCC-EL-IGC-0127 | IGC | 2021-07-07 | 30 | 30 | [49 empty] | 30
3055 | RIB-40-01 | ELLD02L06AAI5FN000 |  | Lighting System | Lamp | LAMP - FLUORESCENT - T8 -36W | 36W | 1071-O2-EL-PO-027-6516-A0-0-01 | OPEN PACKING LIST | GOLNOOR | 18 | PCS | 0 |  | ODCC-EL-IGC-0130 | IGC | 2021-07-31 | 18 | 18 | [49 empty] | 18
3056 | RIB-40-03 | ELLD02L06AAI5FN000 |  | Lighting System | Lamp | LAMP - FLUORESCENT - T8 -36W | 36W | 1071-O2-EL-PO-027-6516-A0-0-01 | OPEN PACKING LIST | GOLNOOR | 24 | PCS | 2 |  | ODCC-EL-IGC-0130 | IGC | 2021-07-31 | 22 | 22 | [49 empty] | 22
3057 | SS-40-03 | ELLD02L06AAI5FN000 |  | Lighting System | Lamp | LAMP - FLUORESCENT - T8 -36W | 36W | 1071-O2-EL-PO-027-6516-A0-0-01 | OPEN PACKING LIST | GOLNOOR | 198 | PCS | 58 |  | ODCC-EL-IGC-0161 | IGC | 2021-10-12 | 140 | 140 | [49 empty] | 140
3058 | SS-40-04 | ELLD02L06AAI5FN000 |  | Lighting System | Lamp | LAMP - FLUORESCENT - T8 -36W | 36W | 1071-O2-EL-PO-027-6516-A0-0-01 | OPEN PACKING LIST | GOLNOOR | 144 | PCS | 22 |  | ODCC-EL-IGC-0132 | IGC | 2021-08-05 | 102 | 102 |  | ODCC-EL-IGC-0172 | IGC | 2021-11-13 | 20 | 20 | به جای باتری دار ها | [42 empty] | 122
3059 | SS-40-05 | ELLD02L06AAI5FN000 |  | Lighting System | Lamp | LAMP - FLUORESCENT - T8 -36W | 36W | 1071-O2-EL-PO-027-6516-A0-0-01 | OPEN PACKING LIST | GOLNOOR | 208 | PCS | 68 |  | ODCC-EL-IGC-0127 | IGC | 2021-07-07 | 140 | 140 | [49 empty] | 140
3060 | SS-40-09 | ELLD02L06AAI5FN000 |  | Lighting System | Lamp | LAMP - FLUORESCENT - T8 -36W | 36W | 1071-O2-EL-PO-027-6516-A0-0-01 | OPEN PACKING LIST | GOLNOOR | 216 | PCS | 64 |  | ODCC-EL-IGC-0168 | IGC | 2021-06-24 | 152 | 152 | manual | [48 empty] | 152
3061 | BD-40-10 | ELLD02L06AAI5FN000 |  | Lighting System | Lamp | LAMP - FLUORESCENT - T8 -36W | 36W | 1071-O2-EL-PO-027-6516-A0-0-01 | OPEN PACKING LIST | GOLNOOR | 22 | PCS | 22 | [55 empty] | 0
3062 | BD-40-11 | ELLD02L06AAI5FN000 |  | Lighting System | Lamp | LAMP - FLUORESCENT - T8 -36W | 36W | 1071-O2-EL-PO-027-6516-A0-0-01 | OPEN PACKING LIST | GOLNOOR | 48 | PCS | 48 | [55 empty] | 0
3063 | BD-40-12 | ELLD02L06AAI5FN000 |  | Lighting System | Lamp | LAMP - FLUORESCENT - T8 -36W | 36W | 1071-O2-EL-PO-027-6516-A0-0-01 | OPEN PACKING LIST | GOLNOOR | 4 | PCS | 4 | [55 empty] | 0
3064 | CR-40-01 | ELLD02L06AAI5FN000 |  | Lighting System | Plug | PLUG - M25-for atlantis m 36w | 25mm | 1071-O2-EL-PO-027-6516-A0-0-01 | OPEN PACKING LIST | GOLNOOR | 15 | PCS | 15 | [55 empty] | 0
3065 | CR-40-02 | ELLD02L06AAI5FN000 |  | Lighting System | Plug | PLUG - M25-for atlantis m 36w | 25mm | 1071-O2-EL-PO-027-6516-A0-0-01 | OPEN PACKING LIST | GOLNOOR | 19 | PCS | 0 |  | ODCC-EL-IGC-0146 | IGC | 2021-09-05 | 19 | 19 | [49 empty] | 19
3066 | CR-40-03 | ELLD02L06AAI5FN000 |  | Lighting System | Plug | PLUG - M25-for atlantis m 36w | 25mm | 1071-O2-EL-PO-027-6516-A0-0-01 | OPEN PACKING LIST | GOLNOOR | 15 | PCS | 0 |  | ODCC-EL-IGC-0127 | IGC | 2021-07-07 | 15 | 15 | [49 empty] | 15
3067 | RIB-40-01 | ELLD02L06AAI5FN000 |  | Lighting System | Plug | PLUG - M25-for atlantis m 36w | 25mm | 1071-O2-EL-PO-027-6516-A0-0-01 | OPEN PACKING LIST | GOLNOOR | 9 | PCS | 0 |  | ODCC-EL-IGC-0130 | IGC | 2021-07-31 | 9 | 9 | [49 empty] | 9
3068 | RIB-40-03 | ELLD02L06AAI5FN000 |  | Lighting System | Plug | PLUG - M25-for atlantis m 36w | 25mm | 1071-O2-EL-PO-027-6516-A0-0-01 | OPEN PACKING LIST | GOLNOOR | 12 | PCS | 1 |  | ODCC-EL-IGC-0130 | IGC | 2021-07-31 | 11 | 11 | [49 empty] | 11
3069 | SS-40-03 | ELLD02L06AAI5FN000 |  | Lighting System | Plug | PLUG - M25-for atlantis m 36w | 25mm | 1071-O2-EL-PO-027-6516-A0-0-01 | OPEN PACKING LIST | GOLNOOR | 99 | PCS | 99 | [55 empty] | 0
3070 | SS-40-04 | ELLD02L06AAI5FN000 |  | Lighting System | Plug | PLUG - M25-for atlantis m 36w | 25mm | 1071-O2-EL-PO-027-6516-A0-0-01 | OPEN PACKING LIST | GOLNOOR | 72 | PCS | 11 |  | ODCC-EL-IGC-0132 | IGC | 2021-08-05 | 51 | 51 |  | ODCC-EL-IGC-0172 | IGC | 2021-11-13 | 10 | 10 | به جای باتری دار ها | [42 empty] | 61
3071 | SS-40-05 | ELLD02L06AAI5FN000 |  | Lighting System | Plug | PLUG - M25-for atlantis m 36w | 25mm | 1071-O2-EL-PO-027-6516-A0-0-01 | OPEN PACKING LIST | GOLNOOR | 104 | PCS | 34 |  | ODCC-EL-IGC-0127 | IGC | 2021-07-07 | 70 | 70 | [49 empty] | 70
3072 | SS-40-09 | ELLD02L06AAI5FN000 |  | Lighting System | Plug | PLUG - M25-for atlantis m 36w | 25mm | 1071-O2-EL-PO-027-6516-A0-0-01 | OPEN PACKING LIST | GOLNOOR | 108 | PCS | 32 |  | ODCC-EL-IGC-0168 | IGC | 2021-06-24 | 76 | 76 | manual | [48 empty] | 76
3073 | BD-40-10 | ELLD02L06AAI5FN000 |  | Lighting System | Plug | PLUG - M25-for atlantis m 36w | 25mm | 1071-O2-EL-PO-027-6516-A0-0-01 | OPEN PACKING LIST | GOLNOOR | 11 | PCS | 11 | [55 empty] | 0
3074 | BD-40-11 | ELLD02L06AAI5FN000 |  | Lighting System | Plug | PLUG - M25-for atlantis m 36w | 25mm | 1071-O2-EL-PO-027-6516-A0-0-01 | OPEN PACKING LIST | GOLNOOR | 24 | PCS | 24 | [55 empty] | 0
3075 | BD-40-12 | ELLD02L06AAI5FN000 |  | Lighting System | Plug | PLUG - M25-for atlantis m 36w | 25mm | 1071-O2-EL-PO-027-6516-A0-0-01 | OPEN PACKING LIST | GOLNOOR | 2 | PCS | 2 | [55 empty] | 0
3076 | CR-40-01 | ELLD02L06AAI5FN000 |  | Lighting System | Cable Gland | GLAND- INDUSTRIAL- M25- NON ARMORED-for atlantis m 36w - | 25mm | 1071-O2-EL-PO-027-6516-A0-0-01 | OPEN PACKING LIST | GOLNOOR | 30 | PCS | 30 | [55 empty] | 0
3077 | CR-40-02 | ELLD02L06AAI5FN000 |  | Lighting System | Cable Gland | GLAND- INDUSTRIAL- M25- NON ARMORED-for atlantis m 36w - | 25mm | 1071-O2-EL-PO-027-6516-A0-0-01 | OPEN PACKING LIST | GOLNOOR | 38 | PCS | 19 |  | ODCC-EL-IGC-0146 | IGC | 2021-09-05 | 19 | 19 | [49 empty] | 19
3078 | CR-40-03 | ELLD02L06AAI5FN000 |  | Lighting System | Cable Gland | GLAND- INDUSTRIAL- M25- NON ARMORED-for atlantis m 36w | 25mm | 1071-O2-EL-PO-027-6516-A0-0-01 | OPEN PACKING LIST | GOLNOOR | 30 | PCS | 0 |  | ODCC-EL-IGC-0127 | IGC | 2021-07-07 | 30 | 30 | [49 empty] | 30
3079 | RIB-40-01 | ELLD02L06AAI5FN000 |  | Lighting System | Cable Gland | GLAND- INDUSTRIAL- M25- NON ARMORED-for atlantis m 36w | 25mm | 1071-O2-EL-PO-027-6516-A0-0-01 | OPEN PACKING LIST | GOLNOOR | 18 | PCS | 9 |  | ODCC-EL-IGC-0130 | IGC | 2021-07-31 | 9 | 9 | [49 empty] | 9
3080 | RIB-40-03 | ELLD02L06AAI5FN000 |  | Lighting System | Cable Gland | GLAND- INDUSTRIAL- M25- NON ARMORED-for atlantis m 36w | 25mm | 1071-O2-EL-PO-027-6516-A0-0-01 | OPEN PACKING LIST | GOLNOOR | 24 | PCS | 13 |  | ODCC-EL-IGC-0130 | IGC | 2021-07-31 | 11 | 11 | [49 empty] | 11
3081 | SS-40-03 | ELLD02L06AAI5FN000 |  | Lighting System | Cable Gland | GLAND- INDUSTRIAL- M25- NON ARMORED-for atlantis m 36w - | 25mm | 1071-O2-EL-PO-027-6516-A0-0-01 | OPEN PACKING LIST | GOLNOOR | 198 | PCS | 158 |  | ODCC-EL-IGC-0161 | IGC | 2021-10-12 | 40 | 40 | [49 empty] | 40
3082 | SS-40-04 | ELLD02L06AAI5FN000 |  | Lighting System | Cable Gland | GLAND- INDUSTRIAL- M25- NON ARMORED-for atlantis m 36w - | 25mm | 1071-O2-EL-PO-027-6516-A0-0-01 | OPEN PACKING LIST | GOLNOOR | 101 | PCS | 40 |  | ODCC-EL-IGC-0132 | IGC | 2021-08-05 | 51 | 51 |  | ODCC-EL-IGC-0172 | IGC | 2021-11-13 | 10 | 10 | به جای باتری دار ها | [42 empty] | 61
3083 | RIB-40-02 | ELLJ02L06AAI5FN000 |  | Lighting System | Lamp | LAMP - FLUORESCENT - T8 -36W | 36W | 1071-O2-EL-PO-027-6516-A0-0-01 | OPEN PACKING LIST | GOLNOOR | 24 | PCS | 2 |  | ODCC-EL-IGC-0130 | IGC | 2021-07-31 | 22 | 22 | [49 empty] | 22
3084 | SS-40-04 | ELLJ02L06AAI5FN000 |  | Lighting System | Lamp | LAMP - FLUORESCENT - T8 -36W | 36W | 1071-O2-EL-PO-027-6516-A0-0-01 | OPEN PACKING LIST | GOLNOOR | 40 | PCS | 40 | [55 empty] | 0
3085 | RIB-40-02 | ELLJ02L06AAI5FN000 |  | Lighting System | Plug | PLUG - M25-for atlantis m 36w | 25mm | 1071-O2-EL-PO-027-6516-A0-0-01 | OPEN PACKING LIST | GOLNOOR | 12 | PCS | 1 |  | ODCC-EL-IGC-0130 | IGC | 2021-07-31 | 11 | 11 | [49 empty] | 11
3086 | SS-40-04 | ELLJ02L06AAI5FN000 |  | Lighting System | Plug | PLUG - M25--for atlantis m 36w (emergency) | 25mm | 1071-O2-EL-PO-027-6516-A0-0-01 | OPEN PACKING LIST | GOLNOOR | 20 | PCS | 20 | [55 empty] | 0
3087 | RIB-40-02 | ELLJ02L06AAI5FN000 |  | Lighting System | Cable Gland | GLAND- INDUSTRIAL- M25- NON ARMORED-for atlantis m 36w | 25mm | 1071-O2-EL-PO-027-6516-A0-0-01 | OPEN PACKING LIST | GOLNOOR | 24 | PCS | 13 |  | ODCC-EL-IGC-0130 | IGC | 2021-07-31 | 11 | 11 | [49 empty] | 11
3088 | CR-40-01 | ELLD02L05AAI5FN000 |  | Lighting System | Lamp | LAMP - FLUORESCENT - T8 -36W | 36W | 1071-O2-EL-PO-027-6516-A0-0-01 | OPEN PACKING LIST | GOLNOOR | 2 | PCS | 2 | [55 empty] | 0
3089 | CR-40-02 | ELLD02L05AAI5FN000 |  | Lighting System | Lamp | LAMP - FLUORESCENT - T8 -36W | 36W | 1071-O2-EL-PO-027-6516-A0-0-01 | OPEN PACKING LIST | GOLNOOR | 2 | PCS | 2 | [55 empty] | 0
3090 | CR-40-03 | ELLD02L05AAI5FN000 |  | Lighting System | Lamp | LAMP - FLUORESCENT - T8 -36W | 36W | 1071-O2-EL-PO-027-6516-A0-0-01 | OPEN PACKING LIST | GOLNOOR | 2 | PCS | 2 | [55 empty] | 0
3091 | CR-40-01 | ELLD02L05AAI5FN000 |  | Lighting System | Plug | PLUG - M25-for atlantis m 36w | 25mm | 1071-O2-EL-PO-027-6516-A0-0-01 | OPEN PACKING LIST | GOLNOOR | 1 | PCS | 1 | [55 empty] | 0
3092 | CR-40-02 | ELLD02L05AAI5FN000 |  | Lighting System | Plug | PLUG - M25-for atlantis m 36w | 25mm | 1071-O2-EL-PO-027-6516-A0-0-01 | OPEN PACKING LIST | GOLNOOR | 1 | PCS | 1 | [55 empty] | 0
3093 | CR-40-03 | ELLD02L05AAI5FN000 |  | Lighting System | Plug | PLUG - M25-for atlantis m 36w | 25mm | 1071-O2-EL-PO-027-6516-A0-0-01 | OPEN PACKING LIST | GOLNOOR | 1 | PCS | 1 | [55 empty] | 0
3094 | CR-40-01 | ELLD02L05AAI5FN000 |  | Lighting System | Cable Gland | GLAND- INDUSTRIAL- M25- NON ARMORED-for atlantis m 36w - | 25mm | 1071-O2-EL-PO-027-6516-A0-0-01 | OPEN PACKING LIST | GOLNOOR | 2 | PCS | 2 | [55 empty] | 0
3095 | CR-40-02 | ELLD02L05AAI5FN000 |  | Lighting System | Cable Gland | GLAND- INDUSTRIAL- M25- NON ARMORED-for atlantis m 36w | 25mm | 1071-O2-EL-PO-027-6516-A0-0-01 | OPEN PACKING LIST | GOLNOOR | 2 | PCS | 2 | [55 empty] | 0
3096 | CR-40-03 | ELLD02L05AAI5FN000 |  | Lighting System | Cable Gland | GLAND- INDUSTRIAL- M25- NON ARMORED-for atlantis m 36w | 25mm | 1071-O2-EL-PO-027-6516-A0-0-01 | OPEN PACKING LIST | GOLNOOR | 2 | PCS | 2 | [55 empty] | 0
3097 | BD-40-10 | ELLC02L05AAI5FN000 |  | Lighting System | Lamp | LAMP - FLUORESCENT - T8 -36W | 36W | 1071-O2-EL-PO-027-6516-A0-0-01 | OPEN PACKING LIST | GOLNOOR | 66 | PCS | 66 | [55 empty] | 0
3098 | BD-40-10 | ELLC02L05AAI5FN000 |  | Lighting System | Plug | PLUG - M25-for atlantis m 36w | 25mm | 1071-O2-EL-PO-027-6516-A0-0-01 | OPEN PACKING LIST | GOLNOOR | 33 | PCS | 33 | [55 empty] | 0
3099 | BD-40-12 | ELLD02K13AAI5FN000 |  | Lighting System | Lamp | LAMP - FLUORESCENT - T8 -18W | 18W | 1071-O2-EL-PO-027-6516-A0-0-01 | OPEN PACKING LIST | GOLNOOR | 22 | PCS | 22 | [55 empty] | 0
3100 | BD-40-12 | ELLD02K13AAI5FN000 |  | Lighting System | Plug | PLUG - M25-for atlantis m 18w | 25mm | 1071-O2-EL-PO-027-6516-A0-0-01 | OPEN PACKING LIST | GOLNOOR | 11 | PCS | 11 | [55 empty] | 0
3101 | CR-40-01 | EPSH04QH4BN000 |  | Lighting System | Cable Gland | GLAND- INDUSTRIAL- M25- NON ARMORED-for 4-way JB | 25mm | 1071-O2-EL-PO-027-6516-A0-0-01 | OPEN PACKING LIST | GOLNOOR | 184 | PCS | 16 |  | ODCC-EL-IGC-0137 | IGC | 2021-08-09 | 108 | 108 | در Remark MIV اشتباهی 168 وارد شده است. | ODCC-EL-IGC-0142 | IGC | 2021-08-25 | 60 | 60 | [43 empty] | 168
3102 | CR-40-02 | EPSH04QH4BN000 |  | Lighting System | Cable Gland | GLAND- INDUSTRIAL- M25- NON ARMORED-for 4-way JB | 25mm | 1071-O2-EL-PO-027-6516-A0-0-01 | OPEN PACKING LIST | GOLNOOR | 136 | PCS | 8 |  | ODCC-EL-IGC-0152 | IGC | 2021-09-15 | 128 | 128 | [49 empty] | 128
3103 | CR-40-03 | EPSH04QH4BN000 |  | Lighting System | Cable Gland | GLAND- INDUSTRIAL- M25- NON ARMORED-for 4-way JB | 25mm | 1071-O2-EL-PO-027-6516-A0-0-01 | OPEN PACKING LIST | GOLNOOR | 112 | PCS | 8 |  | ODCC-EL-IGC-0137 | IGC | 2021-08-09 | 104 | 104 | [49 empty] | 104
3104 | RIB-40-01 | EPSH04QH4BN000 |  | Lighting System | Cable Gland | GLAND- INDUSTRIAL- M25- NON ARMORED-for 4-way JB | 25mm | 1071-O2-EL-PO-027-6516-A0-0-01 | OPEN PACKING LIST | GOLNOOR | 12 | PCS | 0 |  | ODCC-EL-IGC-0152 | IGC | 2021-09-15 | 12 | 12 | [49 empty] | 12
3105 | RIB-40-02 | EPSH04QH4BN000 |  | Lighting System | Cable Gland | GLAND- INDUSTRIAL- M25- NON ARMORED-for 4-way JB | 25mm | 1071-O2-EL-PO-027-6516-A0-0-01 | OPEN PACKING LIST | GOLNOOR | 16 | PCS | 4 |  | ODCC-EL-IGC-0152 | IGC | 2021-09-15 | 12 | 12 | [49 empty] | 12
3106 | SS-40-03 | EPSH04QH4BN000 |  | Lighting System | Cable Gland | GLAND- INDUSTRIAL- M25- NON ARMORED-for 4-way JB | 25mm | 1071-O2-EL-PO-027-6516-A0-0-01 | OPEN PACKING LIST | GOLNOOR | 12 | PCS | 12 | [55 empty] | 0
3107 | SS-40-04 | EPSH04QH4BN000 |  | Lighting System | Cable Gland | GLAND- INDUSTRIAL- M25- NON ARMORED-for 4-way JB | 25mm | 1071-O2-EL-PO-027-6516-A0-0-01 | OPEN PACKING LIST | GOLNOOR | 12 | PCS | 12 | [55 empty] | 0
3108 | SS-40-05 | EPSH04QH4BN000 |  | Lighting System | Cable Gland | GLAND- INDUSTRIAL- M25- NON ARMORED-for 4-way JB | 25mm | 1071-O2-EL-PO-027-6516-A0-0-01 | OPEN PACKING LIST | GOLNOOR | 12 | PCS | 12 | [55 empty] | 0
3109 | SS-40-09 | EPSH04QH4BN000 |  | Lighting System | Cable Gland | GLAND- INDUSTRIAL- M25- NON ARMORED-for 4-way JB | 25mm | 1071-O2-EL-PO-027-6516-A0-0-01 | OPEN PACKING LIST | GOLNOOR | 20 | PCS | 20 | [55 empty] | 0
3110 | BD-40-11 | EPSH04QI5FN000 |  | Lighting System | Cable Gland | GLAND- INDUSTRIAL- M25- NON ARMORED-for 4-way JB | 25mm | 1071-O2-EL-PO-027-6516-A0-0-01 | OPEN PACKING LIST | GOLNOOR | 52 | PCS | 52 | [55 empty] | 0
3111 | BD-40-12 | EPSH04QI5FN000 |  | Lighting System | Cable Gland | GLAND- INDUSTRIAL- M25- NON ARMORED-for 4-way JB | 25mm | 1071-O2-EL-PO-027-6516-A0-0-01 | OPEN PACKING LIST | GOLNOOR | 52 | PCS | 52 | [55 empty] | 0
3112 | SS-40-03 | EPSH04QI5FN000 |  | Lighting System | Cable Gland | GLAND- INDUSTRIAL- M25- NON ARMORED-for 4-way JB | 25mm | 1071-O2-EL-PO-027-6516-A0-0-01 | OPEN PACKING LIST | GOLNOOR | 32 | PCS | 8 |  | ODCC-EL-IGC-0165 | IGC | 2021-11-02 | 24 | 24 | [49 empty] | 24
3113 | SS-40-04 | EPSH04QI5FN000 |  | Lighting System | Cable Gland | GLAND- INDUSTRIAL- M25- NON ARMORED-for 4-way JB | 25mm | 1071-O2-EL-PO-027-6516-A0-0-01 | OPEN PACKING LIST | GOLNOOR | 64 | PCS | 4 |  | ODCC-EL-IGC-0152 | IGC | 2021-09-15 | 60 | 60 | [49 empty] | 60
3114 | SS-40-05 | EPSH04QI5FN000 |  | Lighting System | Cable Gland | GLAND- INDUSTRIAL- M25- NON ARMORED-for 4-way JB | 25mm | 1071-O2-EL-PO-027-6516-A0-0-01 | OPEN PACKING LIST | GOLNOOR | 32 | PCS | 16 |  | ODCC-EL-IGC-0137 | IGC | 2021-08-09 | 16 | 16 | [49 empty] | 16
3115 | SS-40-09 | EPSH04QI5FN000 |  | Lighting System | Cable Gland | GLAND- INDUSTRIAL- M25- NON ARMORED-for 4-way JB | 25mm | 1071-O2-EL-PO-027-6516-A0-0-01 | OPEN PACKING LIST | GOLNOOR | 16 | PCS | 0 |  | ODCC-EL-IGC-0137 | IGC | 2021-08-09 | 16 | 16 | [49 empty] | 16
3116 | BD-40-10 | EPSH04QI5FN000 | آیتم کد باید بررسی شود | Lighting System | Cable Gland | GLAND- INDUSTRIAL- M25- NON ARMORED-for 4-way JB | 25mm | 1071-O2-EL-PO-027-6516-A0-0-01 | OPEN PACKING LIST | GOLNOOR | 280 | PCS | 280 | [55 empty] | 0
3117 | Spare | Transformer Accessories |  | Transformer | Transformer | H.V BUSHING | 33/6.3 | 1071-O2-EL-PO-007-6501-A0-0-003 | OPEN PACKING LIST | ARYA TRANSFO-SHARGH | 1 | PCS | 1 | [55 empty] | 0
3118 | Spare | Transformer Accessories |  | Transformer | Transformer | L.V BUSHING | 33/6.3 | 1071-O2-EL-PO-007-6501-A0-0-003 | OPEN PACKING LIST | ARYA TRANSFO-SHARGH | 1 | PCS | 1 | [55 empty] | 0
3119 | Spare | Transformer Accessories |  | Transformer | Transformer | PRESSURE RELIEF DEVICE | 33/6.3 | 1071-O2-EL-PO-007-6501-A0-0-003 | OPEN PACKING LIST | ARYA TRANSFO-SHARGH | 1 | SET | 1 | [55 empty] | 0
3120 | Spare | Transformer Accessories |  | Transformer | Transformer | OIL LEVEL INDICATOR | 33/6.3 | 1071-O2-EL-PO-007-6501-A0-0-003 | OPEN PACKING LIST | ARYA TRANSFO-SHARGH | 1 | SET | 1 | [55 empty] | 0
3121 | Spare | Transformer Accessories |  | Transformer | Transformer | WINDING TEMPERATURE INDICATOR | 33/6.3 | 1071-O2-EL-PO-007-6501-A0-0-003 | OPEN PACKING LIST | ARYA TRANSFO-SHARGH | 1 | SET | 1 | [55 empty] | 0
3122 | Spare | Transformer Accessories |  | Transformer | Transformer | OIL TEMPERATURE INDICATOR | 33/6.3 | 1071-O2-EL-PO-007-6501-A0-0-003 | OPEN PACKING LIST | ARYA TRANSFO-SHARGH | 1 | SET | 1 | [55 empty] | 0
3123 | Spare | Transformer Accessories |  | Transformer | Transformer | COMPLETE SET OF GASKETS | 33/6.3 | 1071-O2-EL-PO-007-6501-A0-0-003 | OPEN PACKING LIST | ARYA TRANSFO-SHARGH | 1 | SET | 1 | [55 empty] | 0
3124 | Spare | Transformer Accessories |  | Transformer | Transformer | H.V BUSHING | 33/0.42 | 1071-O2-EL-PO-006-6502-A0-0-003 | OPEN PACKING LIST | ARYA TRANSFO-SHARGH | 1 | PCS | 1 | [55 empty] | 0
3125 | Spare | Transformer Accessories |  | Transformer | Transformer | L.V BUSHING | 33/0.42 | 1071-O2-EL-PO-006-6502-A0-0-003 | OPEN PACKING LIST | ARYA TRANSFO-SHARGH | 1 | PCS | 1 | [55 empty] | 0
3126 | Spare | Transformer Accessories |  | Transformer | Transformer | PRESSURE RELIEF DEVICE | 33/0.42 | 1071-O2-EL-PO-006-6502-A0-0-003 | OPEN PACKING LIST | ARYA TRANSFO-SHARGH | 1 | SET | 1 | [55 empty] | 0
3127 | Spare | Transformer Accessories |  | Transformer | Transformer | OIL LEVEL INDICATOR | 33/0.42 | 1071-O2-EL-PO-006-6502-A0-0-003 | OPEN PACKING LIST | ARYA TRANSFO-SHARGH | 1 | SET | 1 | [55 empty] | 0
3128 | Spare | Transformer Accessories |  | Transformer | Transformer | WINDING TEMPERATURE INDICATOR | 33/0.42 | 1071-O2-EL-PO-006-6502-A0-0-003 | OPEN PACKING LIST | ARYA TRANSFO-SHARGH | 1 | SET | 1 | [55 empty] | 0
3129 | Spare | Transformer Accessories |  | Transformer | Transformer | OIL TEMPERATURE INDICATOR | 33/0.42 | 1071-O2-EL-PO-006-6502-A0-0-003 | OPEN PACKING LIST | ARYA TRANSFO-SHARGH | 1 | SET | 1 | [55 empty] | 0
3130 | Spare | Transformer Accessories |  | Transformer | Transformer | COMPLETE SET OF GASKETS | 33/0.42 | 1071-O2-EL-PO-006-6502-A0-0-003 | OPEN PACKING LIST | ARYA TRANSFO-SHARGH | 1 | SET | 1 | [55 empty] | 0
3131 | Spare | Transformer Accessories |  | Transformer | Transformer | H.V BUSHING | 33/0.42 | 1071-O2-EL-PO-006-6502-A0-0-003 | OPEN PACKING LIST | ARYA TRANSFO-SHARGH | 1 | PCS | 1 | [55 empty] | 0
3132 | Spare | Transformer Accessories |  | Transformer | Transformer | L.V BUSHING | 33/0.42 | 1071-O2-EL-PO-006-6502-A0-0-003 | OPEN PACKING LIST | ARYA TRANSFO-SHARGH | 1 | PCS | 1 | [55 empty] | 0
3133 | Spare | Transformer Accessories |  | Transformer | Transformer | PRESSURE RELIEF DEVICE | 33/0.42 | 1071-O2-EL-PO-006-6502-A0-0-003 | OPEN PACKING LIST | ARYA TRANSFO-SHARGH | 1 | SET | 1 | [55 empty] | 0
3134 | Spare | Transformer Accessories |  | Transformer | Transformer | OIL LEVEL INDICATOR | 33/0.42 | 1071-O2-EL-PO-006-6502-A0-0-003 | OPEN PACKING LIST | ARYA TRANSFO-SHARGH | 1 | SET | 1 | [55 empty] | 0
3135 | Spare | Transformer Accessories |  | Transformer | Transformer | WINDING TEMPERATURE INDICATOR | 33/0.42 | 1071-O2-EL-PO-006-6502-A0-0-003 | OPEN PACKING LIST | ARYA TRANSFO-SHARGH | 1 | SET | 1 | [55 empty] | 0
3136 | Spare | Transformer Accessories |  | Transformer | Transformer | OIL TEMPERATURE INDICATOR | 33/0.42 | 1071-O2-EL-PO-006-6502-A0-0-003 | OPEN PACKING LIST | ARYA TRANSFO-SHARGH | 1 | SET | 1 | [55 empty] | 0
3137 | Spare | Transformer Accessories |  | Transformer | Transformer | COMPLETE SET OF GASKETS | 33/0.42 | 1071-O2-EL-PO-006-6502-A0-0-003 | OPEN PACKING LIST | ARYA TRANSFO-SHARGH | 1 | SET | 1 | [55 empty] | 0
3138 | SS-40-09 | EE-4809MCC5501A/B | Buildings | Panel | Switchgear | Cell 1,2,3,4,5,6,7,8,9,10,11,12,13,14,15,16 | 0.4KV | 1071-O2-EL-PO-013-6503-A0-0-04 | OPEN PACKING LIST | Jaboun Co. | 16 | Cell | 0 |  | ODCC-EL-IGC-0194 | IGC | 2021-05-07 | 16 | 16 | manual | [48 empty] | 16
3139 | SS-40-09 | EE-4809MCC5501A/B |  | Panel | Accessories | BOLT 10*60 | 0.4KV | 1071-O2-EL-PO-013-6503-A0-0-04 | OPEN PACKING LIST | Jaboun Co. | 220 | PCS | 0 |  | ODCC-EL-IGC-0194 | IGC | 2021-05-07 | 220 | 220 | manual | [48 empty] | 220
3140 | SS-40-09 | EE-4809MCC5501A/B |  | Panel | Accessories | BOLT 10*40 | 0.4KV | 1071-O2-EL-PO-013-6503-A0-0-04 | OPEN PACKING LIST | Jaboun Co. | 75 | PCS | 0 |  | ODCC-EL-IGC-0194 | IGC | 2021-05-07 | 75 | 75 | manual | [48 empty] | 75
3141 | SS-40-09 | EE-4809MCC5501A/B |  | Panel | Accessories | BOLT 6*20 | 0.4KV | 1071-O2-EL-PO-013-6503-A0-0-04 | OPEN PACKING LIST | Jaboun Co. | 130 | PCS | 0 |  | ODCC-EL-IGC-0194 | IGC | 2021-05-07 | 130 | 130 | manual | [48 empty] | 130
3142 | SS-40-09 | EE-4809MCC5501A/B |  | Panel | Accessories | FLAT WASHER 10 | 0.4KV | 1071-O2-EL-PO-013-6503-A0-0-04 | OPEN PACKING LIST | Jaboun Co. | 370 | PCS | 0 |  | ODCC-EL-IGC-0194 | IGC | 2021-05-07 | 370 | 370 | manual | [48 empty] | 370
3143 | SS-40-09 | EE-4809MCC5501A/B |  | Panel | Accessories | FLAT WASHER 6 | 0.4KV | 1071-O2-EL-PO-013-6503-A0-0-04 | OPEN PACKING LIST | Jaboun Co. | 130 | PCS | 0 |  | ODCC-EL-IGC-0194 | IGC | 2021-05-07 | 130 | 130 | manual | [48 empty] | 130
3144 | SS-40-09 | EE-4809MCC5501A/B |  | Panel | Accessories | SPRING WASHER 10 | 0.4KV | 1071-O2-EL-PO-013-6503-A0-0-04 | OPEN PACKING LIST | Jaboun Co. | 370 | PCS | 0 |  | ODCC-EL-IGC-0194 | IGC | 2021-05-07 | 370 | 370 | manual | [48 empty] | 370
3145 | SS-40-09 | EE-4809MCC5501A/B |  | Panel | Accessories | SPRING WASHER 6 | 0.4KV | 1071-O2-EL-PO-013-6503-A0-0-04 | OPEN PACKING LIST | Jaboun Co. | 130 | PCS | 0 |  | ODCC-EL-IGC-0194 | IGC | 2021-05-07 | 130 | 130 | manual | [48 empty] | 130
3146 | SS-40-09 | EE-4809MCC5501A/B |  | Panel | Accessories | NUT 10 | 0.4KV | 1071-O2-EL-PO-013-6503-A0-0-04 | OPEN PACKING LIST | Jaboun Co. | 295 | PCS | 0 |  | ODCC-EL-IGC-0194 | IGC | 2021-05-07 | 295 | 295 | manual | [48 empty] | 295
3147 | SS-40-09 | EE-4809MCC5501A/B |  | Panel | Accessories | KEY(FOR DOOR) | 0.4KV | 1071-O2-EL-PO-013-6503-A0-0-04 | OPEN PACKING LIST | Jaboun Co. | 2 | PCS | 0 |  | ODCC-EL-IGC-0194 | IGC | 2021-05-07 | 2 | 2 | manual | [48 empty] | 2
3148 | SS-40-09 | EE-4809MCC5501A/B |  | Panel | Accessories | COPPER BUSBAR(100*85*5MM) | 0.4KV | 1071-O2-EL-PO-013-6503-A0-0-04 | OPEN PACKING LIST | Jaboun Co. | 126 | PCS | 0 |  | ODCC-EL-IGC-0194 | IGC | 2021-05-07 | 126 | 126 | manual | [48 empty] | 126
3149 | SS-40-09 | EE-4809MCC4801A/B | Buildings | Panel | Switchgear | Cell 1,2,3,4,5,6,7,8,9,10,11,12,13,14 | 0.4KV | 1071-O2-EL-PO-013-6503-A0-0-05 | OPEN PACKING LIST | Jaboun Co. | 14 | Cell | 0 |  | ODCC-EL-IGC-0195 | IGC | 2021-05-07 | 14 | 14 | manual | [48 empty] | 14
3150 | SS-40-09 | EE-4809MCC4801A/B |  | Panel | Accessories | BOLT 10*60 | 0.4KV | 1071-O2-EL-PO-013-6503-A0-0-05 | OPEN PACKING LIST | Jaboun Co. | 192 | PCS | 0 |  | ODCC-EL-IGC-0195 | IGC | 2021-05-07 | 192 | 192 | manual | [48 empty] | 192
3151 | SS-40-09 | EE-4809MCC4801A/B |  | Panel | Accessories | BOLT 10*40 | 0.4KV | 1071-O2-EL-PO-013-6503-A0-0-05 | OPEN PACKING LIST | Jaboun Co. | 64 | PCS | 0 |  | ODCC-EL-IGC-0195 | IGC | 2021-05-07 | 64 | 64 | manual | [48 empty] | 64
3152 | SS-40-09 | EE-4809MCC4801A/B |  | Panel | Accessories | BOLT 6*20 | 0.4KV | 1071-O2-EL-PO-013-6503-A0-0-05 | OPEN PACKING LIST | Jaboun Co. | 130 | PCS | 0 |  | ODCC-EL-IGC-0195 | IGC | 2021-05-07 | 130 | 130 | manual | [48 empty] | 130
3153 | SS-40-09 | EE-4809MCC4801A/B |  | Panel | Accessories | FLAT WASHER 10 | 0.4KV | 1071-O2-EL-PO-013-6503-A0-0-05 | OPEN PACKING LIST | Jaboun Co. | 512 | PCS | 0 |  | ODCC-EL-IGC-0195 | IGC | 2021-05-07 | 512 | 512 | manual | [48 empty] | 512
3154 | SS-40-09 | EE-4809MCC4801A/B |  | Panel | Accessories | FLAT WASHER 6 | 0.4KV | 1071-O2-EL-PO-013-6503-A0-0-05 | OPEN PACKING LIST | Jaboun Co. | 130 | PCS | 0 |  | ODCC-EL-IGC-0195 | IGC | 2021-05-07 | 130 | 130 | manual | [48 empty] | 130
3155 | SS-40-09 | EE-4809MCC4801A/B |  | Panel | Accessories | SPRING WASHER 10 | 0.4KV | 1071-O2-EL-PO-013-6503-A0-0-05 | OPEN PACKING LIST | Jaboun Co. | 512 | PCS | 0 |  | ODCC-EL-IGC-0195 | IGC | 2021-05-07 | 512 | 512 | manual | [48 empty] | 512
3156 | SS-40-09 | EE-4809MCC4801A/B |  | Panel | Accessories | SPRING WASHER 6 | 0.4KV | 1071-O2-EL-PO-013-6503-A0-0-05 | OPEN PACKING LIST | Jaboun Co. | 130 | PCS | 0 |  | ODCC-EL-IGC-0195 | IGC | 2021-05-07 | 130 | 130 | manual | [48 empty] | 130
3157 | SS-40-09 | EE-4809MCC4801A/B |  | Panel | Accessories | NUT 10 | 0.4KV | 1071-O2-EL-PO-013-6503-A0-0-05 | OPEN PACKING LIST | Jaboun Co. | 260 | PCS | 0 |  | ODCC-EL-IGC-0195 | IGC | 2021-05-07 | 260 | 260 | manual | [48 empty] | 260
3158 | SS-40-09 | EE-4809MCC4801A/B |  | Panel | Accessories | KEY(FOR DOOR) | 0.4KV | 1071-O2-EL-PO-013-6503-A0-0-05 | OPEN PACKING LIST | Jaboun Co. | 2 | PCS | 0 |  | ODCC-EL-IGC-0195 | IGC | 2021-05-07 | 2 | 2 | manual | [48 empty] | 2
3159 | SS-40-09 | EE-4809MCC4801A/B |  | Panel | Accessories | COPPER BUSBAR(100*85*5MM) | 0.4KV | 1071-O2-EL-PO-013-6503-A0-0-05 | OPEN PACKING LIST | Jaboun Co. | 88 | PCS | 0 |  | ODCC-EL-IGC-0195 | IGC | 2021-05-07 | 88 | 88 | manual | [48 empty] | 88
3160 | 44 | ECCT1CCB1103EEE | U44-XLSV-01-3-A2-02 | Cable | LV | N2XKYRGBY-J 3*4 MM2 RM (DRUM NO:14-10822) | 3*4 | 1071-O2 -EL-PO-002-6002-A0-2-003 | OPEN PACKING LIST | Kerman Cable Industries | 844 | meter | 0 |  | ODCC-EL-ARP-0058 | Abad Rahan | 2021-09-29 | 844 | 844 | [49 empty] | 844
3161 | 61 | ECCT1CCB1103EEE | U61-XLSV-01-3-A2-01 | Cable | LV | N2XKYRGBY-J 3*4 MM2 RM (DRUM NO:14-10820) | 3*4 | 1071-O2 -EL-PO-002-6002-A0-2-003 | OPEN PACKING LIST | Kerman Cable Industries | 450 | meter | 0 |  | ODCC-EL-ARP-0041 | Abad Rahan | 2021-06-27 | 450 | 450 | [49 empty] | 450
3162 | 35 | ECCT1CCB1103FFF | U35-XLSV-01-3-A3-01 | Cable | LV | N2XKYRGBY-J 3*6 MM2 RM (DRUM NO:14-10886) | 3*6 | 1071-O2 -EL-PO-002-6002-A0-2-003 | OPEN PACKING LIST | Kerman Cable Industries | 480 | meter | 480 | [55 empty] | 0
3163 | 42 | ECCT1CCB1103FFF | U42-XLSV-01-3-A3-14 | Cable | LV | N2XKYRGBY-J 3*6 MM2 RM (DRUM NO:14-10890) | 3*6 | 1071-O2 -EL-PO-002-6002-A0-2-003 | OPEN PACKING LIST | Kerman Cable Industries | 1170 | meter | 0 |  | ODCC-EL-ARP-0061 | Abad Rahan | 2021-10-31 | 1170 | 1170 | [49 empty] | 1170
3164 | 42 | ECCT1CCB1103FFF | U42-XLSV-01-3-A3-15 | Cable | LV | N2XKYRGBY-J 3*6 MM2 RM (DRUM NO:14-10891) | 3*6 | 1071-O2 -EL-PO-002-6002-A0-2-003 | OPEN PACKING LIST | Kerman Cable Industries | 1145 | meter | 0 |  | ODCC-EL-ARP-0063 | Abad Rahan | 2021-11-23 | 1145 | 1145 | [49 empty] | 1145
3165 | 42 | ECCT1CCB1103FFF | U42-XLSV-01-3-A3-16 | Cable | LV | N2XKYRGBY-J 3*6 MM2 RM (DRUM NO:14-10941) | 3*6 | 1071-O2 -EL-PO-002-6002-A0-2-003 | OPEN PACKING LIST | Kerman Cable Industries | 1238 | meter | 0 |  | ODCC-EL-ARP-0063 | Abad Rahan | 2021-11-23 | 1238 | 1238 | [49 empty] | 1238
3166 | 43 | ECCT1CCB1103FFF | U43-XLSV-01-3-A3-01 | Cable | LV | N2XKYRGBY-J 3*6 MM2 RM (DRUM NO:14-10885) | 3*6 | 1071-O2 -EL-PO-002-6002-A0-2-003 | OPEN PACKING LIST | Kerman Cable Industries | 325 | meter | 325 | [55 empty] | 0
3167 | 44 | ECCT1CCB1103FFF | U44-XLSV-01-3-A3-01 | Cable | LV | N2XKYRGBY-J 3*6 MM2 RM (DRUM NO:14-10882) | 3*6 | 1071-O2 -EL-PO-002-6002-A0-2-003 | OPEN PACKING LIST | Kerman Cable Industries | 914 | meter | 0 |  | ODCC-EL-ARP-0041 | Abad Rahan | 2021-06-27 | 914 | 914 | [49 empty] | 914
3168 | 44 | ECCT1CCB1103FFF | U44-XLSV-01-3-A3-02 | Cable | LV | N2XKYRGBY-J 3*6 MM2 RM (DRUM NO:14-10884) | 3*6 | 1071-O2 -EL-PO-002-6002-A0-2-003 | OPEN PACKING LIST | Kerman Cable Industries | 1025 | meter | 0 |  | ODCC-EL-ARP-0058 | Abad Rahan | 2021-09-29 | 1025 | 1025 | [49 empty] | 1025
3169 | 61 | ECCT1CCB1103FFF | U61-XLSV-01-3-A3-01 | Cable | LV | N2XKYRGBY-J 3*6 MM2 RM (DRUM NO:14-10883) | 3*6 | 1071-O2 -EL-PO-002-6002-A0-2-003 | OPEN PACKING LIST | Kerman Cable Industries | 985 | meter | 0 |  | ODCC-EL-ARP-0041 | Abad Rahan | 2021-06-27 | 985 | 985 | [49 empty] | 985
3170 | 61 | ECCT1CCB1103FFF | U61-XLSV-01-3-A3-02 | Cable | LV | N2XKYRGBY-J 3*6 MM2 RM (DRUM NO:14-10887) | 3*6 | 1071-O2 -EL-PO-002-6002-A0-2-003 | OPEN PACKING LIST | Kerman Cable Industries | 500 | meter | 0 |  | ODCC-EL-ARP-0041 | Abad Rahan | 2021-06-27 | 500 | 500 | [49 empty] | 500
3171 | 61 | ECCT1CCB1103DDD | U61-XLSV-01-3-A1-01 | Cable | LV | N2XKYRGBY-J 3*2.5 MM2 RM (DRUM NO:12-5009) | 3*2.5 | 1071-O2 -EL-PO-002-6002-A0-2-003 | OPEN PACKING LIST | Kerman Cable Industries | 520 | meter | 0 |  | ODCC-EL-ARP-0041 | Abad Rahan | 2021-06-27 | 520 | 520 | [49 empty] | 520
3172 | 44 | ECCT1CCB1104FTF | U44-XLSV-01-4-A3-01 | Cable | LV | N2XKYRGBY-J 4*6 MM2 RM (DRUM NO:11-5505) | 4*6 | 1071-O2 -EL-PO-002-6002-A0-2-003 | OPEN PACKING LIST | Kerman Cable Industries | 211 | meter | 0 |  | ODCC-EL-ARP-0041 | Abad Rahan | 2021-06-27 | 211 | 211 | [49 empty] | 211
3173 | SS-40-03 | ECCR2CCB1112DTT | U48/03-VLSV-01-10-A1-01 | Cable | CONTROL | NYKYRGBY-O 10*2.5 MM2 RM (DRUM NO:14-10811) | 10*2.5 | 1071-O2 -EL-PO-002-6002-A0-2-003 | OPEN PACKING LIST | Kerman Cable Industries | 1030 | meter | 1030 | [55 empty] | 0
3174 | SS-40-05 | ECCR2CCB1112DTT | U48/05-VLSV-01-10-A1-01 | Cable | CONTROL | NYKYRGBY-O 10*2.5 MM2 RM (DRUM NO:14-10810) | 10*2.5 | 1071-O2 -EL-PO-002-6002-A0-2-003 | OPEN PACKING LIST | Kerman Cable Industries | 412 | meter | 0 |  | ODCC-EL-IGC-0214 | IGC | 2022-01-11 | 412 | 412 | [49 empty] | 412
3175 | SS-40-05 | ECCT1CCB1103ETT | U48/05-XLSV-01-3-A2-01 | Cable | LV | N2XKYRGBY-O 3*4 MM2 RM (DRUM NO:12-5002) | 3*4 | 1071-O2 -EL-PO-002-6002-A0-2-003 | OPEN PACKING LIST | Kerman Cable Industries | 412 | meter | 0 |  | ODCC-EL-IGC-0214 | IGC | 2022-01-11 | 412 | 412 | [49 empty] | 412
3176 | SS-40-05 | ECCT1CCB1104FFT | U48/05-XLSV-01-4-A3-01 | Cable | LV | N2XKYRGBY-O 4*6 MM2 RM (DRUM NO:14-10797) | 4*6 | 1071-O2 -EL-PO-002-6002-A0-2-003 | OPEN PACKING LIST | Kerman Cable Industries | 432 | meter | 0 |  | ODCC-EL-ARP-0081 | Abad Rahan | 2022-01-22 | 432 | 432 | [49 empty] | 432
3177 | SS-40-05 | ECCT1CCB1104GGT | U48/05-XLSV-01-4-A4-01 | Cable | LV | N2XKYRGBY-O 4*10 MM2 RM (DRUM NO:16-3670) | 4*10 | 1071-O2 -EL-PO-002-6002-A0-2-003 | OPEN PACKING LIST | Kerman Cable Industries | 1110 | meter | 0 |  | ODCC-EL-ARP-0081 | Abad Rahan | 2022-01-22 | 1110 | 1110 | [49 empty] | 1110
3178 | 96 | ECCS2CCB1103DTT | TC02-LV-VSV-P2-01 | Cable | LV | NYRGBY-O 3*2.5 MM2 RM (DRUM NO:8-15560) | 3*2.5 | 1071-O2 -EL-PO-002-6002-A0-2-003 | OPEN PACKING LIST | Kerman Cable Industries | 31 | meter | 31 | Drum Total: 280 meter | [54 empty] | 0 | 20
3179 | 96 | ECCS2CCB1103DTT | TC02-LV-VSV-P2-01 | Cable | LV | NYRGBY-O 3*2.5 MM2 RM (DRUM NO:8-15560) | 3*2.5 | 1071-O2 -EL-PO-002-6002-A0-2-003 | OPEN PACKING LIST | Kerman Cable Industries | 163 | meter | 163 | [55 empty] | 0 | 51
3180 | 96 | ECCS2CCB1103DTT | TC02-LV-VSV-P2-01 | Cable | LV | NYRGBY-O 3*2.5 MM2 RM (DRUM NO:8-15560) | 3*2.5 | 1071-O2 -EL-PO-002-6002-A0-2-003 | OPEN PACKING LIST | Kerman Cable Industries | 37 | meter | 37 | [55 empty] | 0 | 55
3181 | 96 | ECCS2CCB1103DTT | TC02-LV-VSV-P2-01 | Cable | LV | NYRGBY-O 3*2.5 MM2 RM (DRUM NO:8-15560) | 3*2.5 | 1071-O2 -EL-PO-002-6002-A0-2-003 | OPEN PACKING LIST | Kerman Cable Industries | 49 | meter | 49 | [55 empty] | 0 | 75
3182 | 96 | ECCS2CCB1103DTT | TC04-LV-VSV-P2-01 | Cable | LV | NYRGBY-O 3*2.5 MM2 RM (DRUM NO:9-10773) | 3*2.5 | 1071-O2 -EL-PO-002-6002-A0-2-003 | OPEN PACKING LIST | Kerman Cable Industries | 73 | meter | 73 | Drum Total: 455 meter | [54 empty] | 0 | 52
3183 | 96 | ECCS2CCB1103DTT | TC04-LV-VSV-P2-01 | Cable | LV | NYRGBY-O 3*2.5 MM2 RM (DRUM NO:9-10773) | 3*2.5 | 1071-O2 -EL-PO-002-6002-A0-2-003 | OPEN PACKING LIST | Kerman Cable Industries | 145 | meter | 145 | [55 empty] | 0 | 56
3184 | 96 | ECCS2CCB1103DTT | TC04-LV-VSV-P2-01 | Cable | LV | NYRGBY-O 3*2.5 MM2 RM (DRUM NO:9-10773) | 3*2.5 | 1071-O2 -EL-PO-002-6002-A0-2-003 | OPEN PACKING LIST | Kerman Cable Industries | 105 | meter | 105 | [55 empty] | 0 | 57
3185 | 96 | ECCS2CCB1103DTT | TC04-LV-VSV-P2-01 | Cable | LV | NYRGBY-O 3*2.5 MM2 RM (DRUM NO:9-10773) | 3*2.5 | 1071-O2 -EL-PO-002-6002-A0-2-003 | OPEN PACKING LIST | Kerman Cable Industries | 30 | meter | 30 | [55 empty] | 0 | 58
3186 | 96 | ECCS2CCB1103DTT | TC04-LV-VSV-P2-01 | Cable | LV | NYRGBY-O 3*2.5 MM2 RM (DRUM NO:9-10773) | 3*2.5 | 1071-O2 -EL-PO-002-6002-A0-2-003 | OPEN PACKING LIST | Kerman Cable Industries | 78 | meter | 78 | [55 empty] | 0 | 59
3187 | 96 | ECCS2CCB1103DTT | TC04-LV-VSV-P2-01 | Cable | LV | NYRGBY-O 3*2.5 MM2 RM (DRUM NO:9-10773) | 3*2.5 | 1071-O2 -EL-PO-002-6002-A0-2-003 | OPEN PACKING LIST | Kerman Cable Industries | 24 | meter | 24 | [55 empty] | 0 | 78
3188 | 96 | ECCS2CCB1103DTT | TC03-LV-VSV-P2-01 | Cable | LV | NYRGBY-O 3*2.5 MM2 RM (DRUM NO:8-15559) | 3*2.5 | 1071-O2 -EL-PO-002-6002-A0-2-003 | OPEN PACKING LIST | Kerman Cable Industries | 28 | meter | 28 | Drum Total: 280 meter | [54 empty] | 0 | 35
3189 | 96 | ECCS2CCB1103DTT | TC03-LV-VSV-P2-01 | Cable | LV | NYRGBY-O 3*2.5 MM2 RM (DRUM NO:8-15559) | 3*2.5 | 1071-O2 -EL-PO-002-6002-A0-2-003 | OPEN PACKING LIST | Kerman Cable Industries | 73 | meter | 73 | [55 empty] | 0 | 41
3190 | 96 | ECCS2CCB1103DTT | TC03-LV-VSV-P2-01 | Cable | LV | NYRGBY-O 3*2.5 MM2 RM (DRUM NO:8-15559) | 3*2.5 | 1071-O2 -EL-PO-002-6002-A0-2-003 | OPEN PACKING LIST | Kerman Cable Industries | 54 | meter | 54 | [55 empty] | 0 | 42
3191 | 96 | ECCS2CCB1103DTT | TC03-LV-VSV-P2-01 | Cable | LV | NYRGBY-O 3*2.5 MM2 RM (DRUM NO:8-15559) | 3*2.5 | 1071-O2 -EL-PO-002-6002-A0-2-003 | OPEN PACKING LIST | Kerman Cable Industries | 6 | meter | 6 | [55 empty] | 0 | BD-40-11
3192 | 96 | ECCS2CCB1103DTT | TC03-LV-VSV-P2-01 | Cable | LV | NYRGBY-O 3*2.5 MM2 RM (DRUM NO:8-15559) | 3*2.5 | 1071-O2 -EL-PO-002-6002-A0-2-003 | OPEN PACKING LIST | Kerman Cable Industries | 6 | meter | 6 | [55 empty] | 0 | BD-40-12
3193 | 96 | ECCS2CCB1103DTT | TC03-LV-VSV-P2-01 | Cable | LV | NYRGBY-O 3*2.5 MM2 RM (DRUM NO:8-15559) | 3*2.5 | 1071-O2 -EL-PO-002-6002-A0-2-003 | OPEN PACKING LIST | Kerman Cable Industries | 47 | meter | 47 | [55 empty] | 0 | 43
3194 | 96 | ECCS2CCB1103DTT | TC03-LV-VSV-P2-01 | Cable | LV | NYRGBY-O 3*2.5 MM2 RM (DRUM NO:8-15559) | 3*2.5 | 1071-O2 -EL-PO-002-6002-A0-2-003 | OPEN PACKING LIST | Kerman Cable Industries | 30 | meter | 30 | [55 empty] | 0 | 61
3195 | 96 | ECCS2CCB1103DTT | TC03-LV-VSV-P2-01 | Cable | LV | NYRGBY-O 3*2.5 MM2 RM (DRUM NO:8-15559) | 3*2.5 | 1071-O2 -EL-PO-002-6002-A0-2-003 | OPEN PACKING LIST | Kerman Cable Industries | 36 | meter | 36 | [55 empty] | 0 | 44
3196 | SS-40-03 | ECCS2CCB1103DTT | U48/03-VSV-01-3-A1-01 | Cable | CONTROL | NYRGBY-O 3*2.5 MM2 RM (DRUM NO:7-16715) | 3*2.5 | 1071-O2 -EL-PO-002-6002-A0-2-003 | OPEN PACKING LIST | Kerman Cable Industries | 180 | meter | 180 | [55 empty] | 0
3197 | SS-40-05 | ECCS2CCB1103DTT | U48/05-VSV-01-3-A1-01 | Cable | CONTROL | NYRGBY-O 3*2.5 MM2 RM (DRUM NO:7-16714) | 3*2.5 | 1071-O2 -EL-PO-002-6002-A0-2-003 | OPEN PACKING LIST | Kerman Cable Industries | 172 | meter | 172 | [55 empty] | 0
3198 | 96 | ECCT1CCB1103FFF | TC01-LV-XLSV-P4-01 | Cable | LV | N2XKYRGbY-I 3x6 mm2 rm (DRUM NO:14-10888) | 3*6 | 1071-O2 -EL-PO-002-6002-A0-2-003 | OPEN PACKING LIST | Kerman Cable Industries | 870 | meter | 0 |  | ODCC-EL-ARP-0067 | Abad Rahan | 2021-11-27 | 870 | 870 | [49 empty] | 870 | 96
3199 | 96 | ECCT1CCB1103FFF | TC01-LV-XLSV-P4-02 | Cable | LV | N2XKYRGbY-I 3x6 mm2 rm (DRUM NO:14-10881) | 3*6 | 1071-O2 -EL-PO-002-6002-A0-2-003 | OPEN PACKING LIST | Kerman Cable Industries | 770 | meter | 0 |  | ODCC-EL-ARP-0067 | Abad Rahan | 2021-11-27 | 770 | 770 | [49 empty] | 770 | 35
3200 | 96 | ECCT1CCB1103FFF | TC01-LV-XLSV-P4-03 | Cable | LV | N2XKYRGbY-I 3x6 mm2 rm (DRUM NO:14-10880) | 3*6 | 1071-O2 -EL-PO-002-6002-A0-2-003 | OPEN PACKING LIST | Kerman Cable Industries | 410 | meter | 0 | Drum Total: 724 meter | ODCC-EL-ARP-0067 | Abad Rahan | 2021-11-27 | 410 | 410 | [49 empty] | 410 | 42
3201 | 96 | ECCT1CCB1103FFF | TC01-LV-XLSV-P4-03 | Cable | LV | N2XKYRGbY-I 3x6 mm2 rm (DRUM NO:14-10880) | 3*6 | 1071-O2 -EL-PO-002-6002-A0-2-003 | OPEN PACKING LIST | Kerman Cable Industries | 314 | meter | 0 |  | ODCC-EL-ARP-0067 | Abad Rahan | 2021-11-27 | 314 | 314 | [49 empty] | 314 | 44
3202 | SS-40-05 | ECCT1CCB1103FFF | U48/05-XLSV-01-3-A3-01 | Cable | LV | N2XKYRGbY-I 3x6 mm2 rm (DRUM NO:12-5007) | 3*6 | 1071-O2 -EL-PO-002-6002-A0-2-003 | OPEN PACKING LIST | Kerman Cable Industries | 350 | meter | 0 |  | ODCC-EL-ARP-0081 | Abad Rahan | 2022-01-22 | 350 | 350 | [49 empty] | 350
3203 | 96 | ECCT1CCB1103EEE | TC01-LV-XLSV-P3-01 | Cable | LV | N2XKYRGbY-I 3x4 mm2 rm (DRUM NO:14-10903) | 3*4 | 1071-O2 -EL-PO-002-6002-A0-2-003 | OPEN PACKING LIST | Kerman Cable Industries | 1080 | meter | 0 |  | ODCC-EL-IGC-0222 | IGC | 2022-01-20 | 1080 | 1080 | [49 empty] | 1080 | 96
3204 | 96 | ECCT1CCB1103EEE | TC01-LV-XLSV-P3-02 | Cable | LV | N2XKYRGbY-I 3x4 mm2 rm (DRUM NO:14-10823) | 3*4 | 1071-O2 -EL-PO-002-6002-A0-2-003 | OPEN PACKING LIST | Kerman Cable Industries | 1030 | meter | 0 |  | ODCC-EL-IGC-0222 | IGC | 2022-01-20 | 1030 | 1030 | [49 empty] | 1030 | 96
3205 | 96 | ECCT1CCB1103EEE | TC01-LV-XLSV-P3-03 | Cable | LV | N2XKYRGbY-I 3x4 mm2 rm (DRUM NO:14-10892) | 3*4 | 1071-O2 -EL-PO-002-6002-A0-2-003 | OPEN PACKING LIST | Kerman Cable Industries | 1030 | meter | 0 |  | ODCC-EL-ARP-0067 | Abad Rahan | 2021-11-27 | 1030 | 1030 | [49 empty] | 1030 | 96
3206 | 96 | ECCT1CCB1103EEE | TC01-LV-XLSV-P3-04 | Cable | LV | N2XKYRGbY-I 3x4 mm2 rm (DRUM NO:14-10879) | 3*4 | 1071-O2 -EL-PO-002-6002-A0-2-003 | OPEN PACKING LIST | Kerman Cable Industries | 605 | meter | 0 | Drum Total: 958 meter | ODCC-EL-IGC-0155 | IGC | 2021-09-18 | 605 | 605 | [49 empty] | 605 | 20
3207 | 96 | ECCT1CCB1103EEE | TC01-LV-XLSV-P3-04 | Cable | LV | N2XKYRGbY-I 3x4 mm2 rm (DRUM NO:14-10879) | 3*4 | 1071-O2 -EL-PO-002-6002-A0-2-003 | OPEN PACKING LIST | Kerman Cable Industries | 353 | meter | 0 |  | ODCC-EL-IGC-0155 | IGC | 2021-09-18 | 353 | 353 | [49 empty] | 353 | 55
3208 | 96 | ECCT1CCB1103EEE | TC01-LV-XLSV-P3-05 | Cable | LV | N2XKYRGbY-I 3x4 mm2 rm (DRUM NO:14-10904) | 3*4 | 1071-O2 -EL-PO-002-6002-A0-2-003 | OPEN PACKING LIST | Kerman Cable Industries | 1085 | meter | 0 |  | ODCC-EL-ARP-0067 | Abad Rahan | 2021-11-27 | 1085 | 1085 | [49 empty] | 1085 | 96
3209 | 96 | ECCT1CCB1103EEE | TC01-LV-XLSV-P3-06 | Cable | LV | N2XKYRGbY-I 3x4 mm2 rm (DRUM NO:14-10893) | 3*4 | 1071-O2 -EL-PO-002-6002-A0-2-003 | OPEN PACKING LIST | Kerman Cable Industries | 1030 | meter | 0 |  | ODCC-EL-IGC-0163 | IGC | 2021-10-23 | 1030 | 1030 | [49 empty] | 1030 | 51
3210 | 96 | ECCT1CCB1103EEE | TC01-LV-XLSV-P3-07 | Cable | LV | N2XKYRGbY-I 3x4 mm2 rm (DRUM NO:14-10905) | 3*4 | 1071-O2 -EL-PO-002-6002-A0-2-003 | OPEN PACKING LIST | Kerman Cable Industries | 420 | meter | 0 | Drum Total: 1130 meter | ODCC-EL-IGC-0155 | IGC | 2021-09-18 | 420 | 420 | [49 empty] | 420 | 75
3211 | 96 | ECCT1CCB1103EEE | TC01-LV-XLSV-P3-07 | Cable | LV | N2XKYRGbY-I 3x4 mm2 rm (DRUM NO:14-10905) | 3*4 | 1071-O2 -EL-PO-002-6002-A0-2-003 | OPEN PACKING LIST | Kerman Cable Industries | 710 | meter | 0 |  | ODCC-EL-IGC-0155 | IGC | 2021-09-18 | 710 | 710 | [49 empty] | 710 | 55
3212 | 96 | ECCT1CCB1103EEE | TC01-LV-XLSV-P3-08 | Cable | LV | N2XKYRGbY-I 3x4 mm2 rm (DRUM NO:14-10894) | 3*4 | 1071-O2 -EL-PO-002-6002-A0-2-003 | OPEN PACKING LIST | Kerman Cable Industries | 510 | meter | 0 | Drum Total: 1030 meter | ODCC-EL-ARP-0067 | Abad Rahan | 2021-11-27 | 510 | 510 | [49 empty] | 510 | 35
3213 | 96 | ECCT1CCB1103EEE | TC01-LV-XLSV-P3-08 | Cable | LV | N2XKYRGbY-I 3x4 mm2 rm (DRUM NO:14-10894) | 3*4 | 1071-O2 -EL-PO-002-6002-A0-2-003 | OPEN PACKING LIST | Kerman Cable Industries | 520 | meter | 0 |  | ODCC-EL-ARP-0067 | Abad Rahan | 2021-11-27 | 520 | 520 | [49 empty] | 520 | 41
3214 | 96 | ECCT1CCB1103EEE | TC01-LV-XLSV-P3-09 | Cable | LV | N2XKYRGbY-I 3x4 mm2 rm (DRUM NO:14-10821) | 3*4 | 1071-O2 -EL-PO-002-6002-A0-2-003 | OPEN PACKING LIST | Kerman Cable Industries | 360 | meter | 0 | Drum Total: 618 meter | ODCC-EL-ARP-0067 | Abad Rahan | 2021-11-27 | 360 | 360 | [49 empty] | 360 | 42
3215 | 96 | ECCT1CCB1103EEE | TC01-LV-XLSV-P3-09 | Cable | LV | N2XKYRGbY-I 3x4 mm2 rm (DRUM NO:14-10821) | 3*4 | 1071-O2 -EL-PO-002-6002-A0-2-003 | OPEN PACKING LIST | Kerman Cable Industries | 258 | meter | 0 |  | ODCC-EL-ARP-0067 | Abad Rahan | 2021-11-27 | 258 | 258 | [49 empty] | 258 | 44
3216 | 96 | ECCT1CCB1103EEE | TC01-LV-XLSV-P3-10 | Cable | LV | N2XKYRGbY-I 3x4 mm2 rm (DRUM NO:14-10889) | 3*4 | 1071-O2 -EL-PO-002-6002-A0-2-003 | OPEN PACKING LIST | Kerman Cable Industries | 850 | meter | 0 | Drum Total: 1060 meter | ODCC-EL-ARP-0067 | Abad Rahan | 2021-11-27 | 850 | 850 | [49 empty] | 850 | 43
3217 | 96 | ECCT1CCB1103EEE | TC01-LV-XLSV-P3-10 | Cable | LV | N2XKYRGbY-I 3x4 mm2 rm (DRUM NO:14-10889) | 3*4 | 1071-O2 -EL-PO-002-6002-A0-2-003 | OPEN PACKING LIST | Kerman Cable Industries | 210 | meter | 0 |  | ODCC-EL-ARP-0067 | Abad Rahan | 2021-11-27 | 210 | 210 | [49 empty] | 210 | 41
3218 | 96 | ECCT1CCB1103EEE | TC01-LV-XLSV-P3-11 | Cable | LV | N2XKYRGbY-I 3x4 mm2 rm (DRUM NO:14-10906) | 3*4 | 1071-O2 -EL-PO-002-6002-A0-2-003 | OPEN PACKING LIST | Kerman Cable Industries | 1440 | meter | 1440 | [55 empty] | 0 | 35
3219 | 96 | ECCT1CCB1103EEE | TC03-LV-XLSV-P3-01 | Cable | LV | N2XKYRGbY-I 3x4 mm2 rm (DRUM NO:14-10849) | 3*4 | 1071-O2 -EL-PO-002-6002-A0-2-003 | OPEN PACKING LIST | Kerman Cable Industries | 226 | meter | 226 | Drum Total: 464 meter | [54 empty] | 0 | 42
3220 | 96 | ECCT1CCB1103EEE | TC03-LV-XLSV-P3-01 | Cable | LV | N2XKYRGbY-I 3x4 mm2 rm (DRUM NO:14-10849) | 3*4 | 1071-O2 -EL-PO-002-6002-A0-2-003 | OPEN PACKING LIST | Kerman Cable Industries | 238 | meter | 238 | [55 empty] | 0 | BD-40-10
3221 | 96 | ECCT1CCB1103DDD | TC01-LV-XSV-P2-01 | Cable | LV | N2XRGbY-J 3x2.5 mm2 rm (DRUM NO:7-16701) | 3*2.5 | 1071-O2 -EL-PO-002-6002-A0-2-003 | OPEN PACKING LIST | Kerman Cable Industries | 169 | meter | 169 | [55 empty] | 0 | 96
3222 | 96 | ECCV1CCB1103DDD | TC02-LV-XSV-P2-01 | Cable | LV | N2XRGbY-J 3x2.5 mm2 rm (DRUM NO:7-16702) | 3*2.5 | 1071-O2 -EL-PO-002-6002-A0-2-003 | OPEN PACKING LIST | Kerman Cable Industries | 142 | meter | 142 | Drum Total: 206 meter | [54 empty] | 0 | 51
3223 | 96 | ECCV1CCB1103DDD | TC02-LV-XSV-P2-01 | Cable | LV | N2XRGbY-J 3x2.5 mm2 rm (DRUM NO:7-16702) | 3*2.5 | 1071-O2 -EL-PO-002-6002-A0-2-003 | OPEN PACKING LIST | Kerman Cable Industries | 32 | meter | 32 | [55 empty] | 0 | 55
3224 | 96 | ECCV1CCB1103DDD | TC02-LV-XSV-P2-01 | Cable | LV | N2XRGbY-J 3x2.5 mm2 rm (DRUM NO:7-16702) | 3*2.5 | 1071-O2 -EL-PO-002-6002-A0-2-003 | OPEN PACKING LIST | Kerman Cable Industries | 32 | meter | 32 | [55 empty] | 0 | 75
3225 | 96 | ECCV1CCB1103DDD | TC03-LV-XSV-P2-01 | Cable | LV | N2XRGbY-J 3x2.5 mm2 rm (DRUM NO:7-16703) | 3*2.5 | 1071-O2 -EL-PO-002-6002-A0-2-003 | OPEN PACKING LIST | Kerman Cable Industries | 48 | meter | 48 | Drum Total: 216 meter | [54 empty] | 0 | 35
3226 | 96 | ECCV1CCB1103DDD | TC03-LV-XSV-P2-01 | Cable | LV | N2XRGbY-J 3x2.5 mm2 rm (DRUM NO:7-16703) | 3*2.5 | 1071-O2 -EL-PO-002-6002-A0-2-003 | OPEN PACKING LIST | Kerman Cable Industries | 48 | meter | 48 | [55 empty] | 0 | 41
3227 | 96 | ECCV1CCB1103DDD | TC03-LV-XSV-P2-01 | Cable | LV | N2XRGbY-J 3x2.5 mm2 rm (DRUM NO:7-16703) | 3*2.5 | 1071-O2 -EL-PO-002-6002-A0-2-003 | OPEN PACKING LIST | Kerman Cable Industries | 30 | meter | 30 | [55 empty] | 0 | 42
3228 | 96 | ECCV1CCB1103DDD | TC03-LV-XSV-P2-01 | Cable | LV | N2XRGbY-J 3x2.5 mm2 rm (DRUM NO:7-16703) | 3*2.5 | 1071-O2 -EL-PO-002-6002-A0-2-003 | OPEN PACKING LIST | Kerman Cable Industries | 15 | meter | 15 | [55 empty] | 0 | 43
3229 | 96 | ECCV1CCB1103DDD | TC03-LV-XSV-P2-01 | Cable | LV | N2XRGbY-J 3x2.5 mm2 rm (DRUM NO:7-16703) | 3*2.5 | 1071-O2 -EL-PO-002-6002-A0-2-003 | OPEN PACKING LIST | Kerman Cable Industries | 15 | meter | 15 | [55 empty] | 0 | BD-40-10
3230 | 96 | ECCV1CCB1103DDD | TC03-LV-XSV-P2-01 | Cable | LV | N2XRGbY-J 3x2.5 mm2 rm (DRUM NO:7-16703) | 3*2.5 | 1071-O2 -EL-PO-002-6002-A0-2-003 | OPEN PACKING LIST | Kerman Cable Industries | 30 | meter | 30 | [55 empty] | 0 | 44
3231 | 96 | ECCV1CCB1103DDD | TC03-LV-XSV-P2-01 | Cable | LV | N2XRGbY-J 3x2.5 mm2 rm (DRUM NO:7-16703) | 3*2.5 | 1071-O2 -EL-PO-002-6002-A0-2-003 | OPEN PACKING LIST | Kerman Cable Industries | 30 | meter | 30 | [55 empty] | 0 | 61
3232 | 96 | ECCV1CCB1103DDD | TC04-LV-XSV-P2-01 | Cable | LV | N2XRGbY-J 3x2.5 mm2 rm (DRUM NO:7-16704) | 3*2.5 | 1071-O2 -EL-PO-002-6002-A0-2-003 | OPEN PACKING LIST | Kerman Cable Industries | 77 | meter | 77 | Drum Total: 278 meter | [54 empty] | 0 | 52
3233 | 96 | ECCV1CCB1103DDD | TC04-LV-XSV-P2-01 | Cable | LV | N2XRGbY-J 3x2.5 mm2 rm (DRUM NO:7-16704) | 3*2.5 | 1071-O2 -EL-PO-002-6002-A0-2-003 | OPEN PACKING LIST | Kerman Cable Industries | 91 | meter | 91 | [55 empty] | 0 | 56
3234 | 96 | ECCV1CCB1103DDD | TC04-LV-XSV-P2-01 | Cable | LV | N2XRGbY-J 3x2.5 mm2 rm (DRUM NO:7-16704) | 3*2.5 | 1071-O2 -EL-PO-002-6002-A0-2-003 | OPEN PACKING LIST | Kerman Cable Industries | 80 | meter | 80 | [55 empty] | 0 | 57
3235 | 96 | ECCV1CCB1103DDD | TC04-LV-XSV-P2-01 | Cable | LV | N2XRGbY-J 3x2.5 mm2 rm (DRUM NO:7-16704) | 3*2.5 | 1071-O2 -EL-PO-002-6002-A0-2-003 | OPEN PACKING LIST | Kerman Cable Industries | 10 | meter | 10 | [55 empty] | 0 | 58
3236 | 96 | ECCV1CCB1103DDD | TC04-LV-XSV-P2-01 | Cable | LV | N2XRGbY-J 3x2.5 mm2 rm (DRUM NO:7-16704) | 3*2.5 | 1071-O2 -EL-PO-002-6002-A0-2-003 | OPEN PACKING LIST | Kerman Cable Industries | 10 | meter | 10 | [55 empty] | 0 | 59
3237 | 96 | ECCV1CCB1103DDD | TC04-LV-XSV-P2-01 | Cable | LV | N2XRGbY-J 3x2.5 mm2 rm (DRUM NO:7-16704) | 3*2.5 | 1071-O2 -EL-PO-002-6002-A0-2-003 | OPEN PACKING LIST | Kerman Cable Industries | 10 | meter | 10 | [55 empty] | 0 | 78
3238 | 96 | ECCR1CCB1103EEE | TC01-LV-VLSV-P3-01 | Cable | LV | NYKYRGBY-O 3*4 MM2 (DRUM NO:14-10824) | 3*4 | 1071-O2 -EL-PO-002-6002-A0-2-003 | OPEN PACKING LIST | Kerman Cable Industries | 557 | meter | 557 | Drum Total: 714 meter | [54 empty] | 0 | 20
3239 | 96 | ECCR1CCB1103EEE | TC01-LV-VLSV-P3-01 | Cable | LV | NYKYRGBY-O 3*4 MM2 (DRUM NO:14-10824) | 3*4 | 1071-O2 -EL-PO-002-6002-A0-2-003 | OPEN PACKING LIST | Kerman Cable Industries | 157 | meter | 157 | [55 empty] | 0 | SS-40-09
3240 | 96 | ECCR1CCB1103EEE | TC01-LV-VLSV-P3-02 | Cable | LV | NYKYRGBY-O 3*4 MM2(DRUM NO:14-10851) | 3*4 | 1071-O2 -EL-PO-002-6002-A0-2-003 | OPEN PACKING LIST | Kerman Cable Industries | 1005 | meter | 0 |  | ODCC-EL-IGC-0163 | IGC | 2021-10-23 | 1005 | 1005 | [49 empty] | 1005 | 51
3241 | 96 | ECCR1CCB1103EEE | TC01-LV-VLSV-P3-03 | Cable | LV | NYKYRGBY-O 3*4 MM2 (DRUM NO:14-10813) | 3*4 | 1071-O2 -EL-PO-002-6002-A0-2-003 | OPEN PACKING LIST | Kerman Cable Industries | 384 | meter | 0 | Drum Total: 759 meter | ODCC-EL-IGC-0155 | IGC | 2021-09-18 | 384 | 384 | [49 empty] | 384 | 55
3242 | 96 | ECCR1CCB1103EEE | TC01-LV-VLSV-P3-03 | Cable | LV | NYKYRGBY-O 3*4 MM2 (DRUM NO:14-10813) | 3*4 | 1071-O2 -EL-PO-002-6002-A0-2-003 | OPEN PACKING LIST | Kerman Cable Industries | 375 | meter | 0 |  | ODCC-EL-IGC-0155 | IGC | 2021-09-18 | 375 | 375 | [49 empty] | 375 | 75
3243 | 96 | ECCR1CCB1103EEE | TC01-LV-VLSV-P3-04 | Cable | LV | NYKYRGBY-O 3*4 MM2 (DRUM NO:14-10850) | 3*4 | 1071-O2 -EL-PO-002-6002-A0-2-003 | OPEN PACKING LIST | Kerman Cable Industries | 560 | meter | 560 | Drum Total: 916 meter | [54 empty] | 0 | 35
3244 | 96 | ECCR1CCB1103EEE | TC01-LV-VLSV-P3-04 | Cable | LV | NYKYRGBY-O 3*4 MM2 (DRUM NO:14-10850) | 3*4 | 1071-O2 -EL-PO-002-6002-A0-2-003 | OPEN PACKING LIST | Kerman Cable Industries | 210 | meter | 210 | [55 empty] | 0 | 41
3245 | 96 | ECCR1CCB1103EEE | TC01-LV-VLSV-P3-04 | Cable | LV | NYKYRGBY-O 3*4 MM2 (DRUM NO:14-10850) | 3*4 | 1071-O2 -EL-PO-002-6002-A0-2-003 | OPEN PACKING LIST | Kerman Cable Industries | 146 | meter | 146 | [55 empty] | 0 | SS-40-05
3246 | 96 | ECCR1CCB1103EEE | TC01-LV-VLSV-P3-05 | Cable | LV | NYKYRGBY-O 3*4 MM2 (DRUM NO:14-10825) | 3*4 | 1071-O2 -EL-PO-002-6002-A0-2-003 | OPEN PACKING LIST | Kerman Cable Industries | 700 | meter | 700 | [55 empty] | 0 | 42
3247 | 96 | ECCR1CCB1103EEE | TC01-LV-VLSV-P3-06 | Cable | LV | NYKYRGBY-O 3*4 MM2 (DRUM NO:14-10827) | 3*4 | 1071-O2 -EL-PO-002-6002-A0-2-003 | OPEN PACKING LIST | Kerman Cable Industries | 278 | meter | 278 | Drum Total: 780 meter | [54 empty] | 0 | 43
3248 | 96 | ECCR1CCB1103EEE | TC01-LV-VLSV-P3-06 | Cable | LV | NYKYRGBY-O 3*4 MM2 (DRUM NO:14-10827) | 3*4 | 1071-O2 -EL-PO-002-6002-A0-2-003 | OPEN PACKING LIST | Kerman Cable Industries | 247 | meter | 247 | [55 empty] | 0 | 44
3249 | 96 | ECCR1CCB1103EEE | TC01-LV-VLSV-P3-06 | Cable | LV | NYKYRGBY-O 3*4 MM2 (DRUM NO:14-10827) | 3*4 | 1071-O2 -EL-PO-002-6002-A0-2-003 | OPEN PACKING LIST | Kerman Cable Industries | 255 | meter | 255 | [55 empty] | 0 | 61
3250 | 96 | ECCR1CCB1103EEE | TC01-LV-VLSV-P3-07 | Cable | LV | NYKYRGBY-O 3*4 MM2 (DRUM NO:14-10844) | 3*4 | 1071-O2 -EL-PO-002-6002-A0-2-003 | OPEN PACKING LIST | Kerman Cable Industries | 412 | meter | 412 | Drum Total: 875 meter | [54 empty] | 0 | SS-40-03
3251 | 96 | ECCR1CCB1103EEE | TC01-LV-VLSV-P3-07 | Cable | LV | NYKYRGBY-O 3*4 MM2 (DRUM NO:14-10844) | 3*4 | 1071-O2 -EL-PO-002-6002-A0-2-003 | OPEN PACKING LIST | Kerman Cable Industries | 463 | meter | 463 | [55 empty] | 0 | SS-40-04
3252 | 96 | ECCR1CCB1103EEE | TC01-LV-VLSV-P3-08 | Cable | LV | NYKYRGBY-O 3*4 MM2 (DRUM NO:14-10843) | 3*4 | 1071-O2 -EL-PO-002-6002-A0-2-003 | OPEN PACKING LIST | Kerman Cable Industries | 515 | meter | 515 | Drum Total: 845 meter | [54 empty] | 0 | 52
3253 | 96 | ECCR1CCB1103EEE | TC01-LV-VLSV-P3-08 | Cable | LV | NYKYRGBY-O 3*4 MM2 (DRUM NO:14-10843) | 3*4 | 1071-O2 -EL-PO-002-6002-A0-2-003 | OPEN PACKING LIST | Kerman Cable Industries | 330 | meter | 330 | [55 empty] | 0 | 58
3254 | 96 | ECCR1CCB1103EEE | TC01-LV-VLSV-P3-09 | Cable | LV | NYKYRGBY-O 3*4 MM2 (DRUM NO:14-10826) | 3*4 | 1071-O2 -EL-PO-002-6002-A0-2-003 | OPEN PACKING LIST | Kerman Cable Industries | 310 | meter | 310 | Drum Total: 720 meter | [54 empty] | 0 | 56
3255 | 96 | ECCR1CCB1103EEE | TC01-LV-VLSV-P3-09 | Cable | LV | NYKYRGBY-O 3*4 MM2 (DRUM NO:14-10826) | 3*4 | 1071-O2 -EL-PO-002-6002-A0-2-003 | OPEN PACKING LIST | Kerman Cable Industries | 410 | meter | 410 | [55 empty] | 0 | 57
3256 | 96 | ECCR1CCB1103EEE | TC01-LV-VLSV-P3-10 | Cable | LV | NYKYRGBY-O 3*4 MM2 (DRUM NO:14-10812) | 3*4 | 1071-O2 -EL-PO-002-6002-A0-2-003 | OPEN PACKING LIST | Kerman Cable Industries | 357 | meter | 357 | Drum Total: 664 meter | [54 empty] | 0 | 59
3257 | 96 | ECCR1CCB1103EEE | TC01-LV-VLSV-P3-10 | Cable | LV | NYKYRGBY-O 3*4 MM2 (DRUM NO:14-10812) | 3*4 | 1071-O2 -EL-PO-002-6002-A0-2-003 | OPEN PACKING LIST | Kerman Cable Industries | 307 | meter | 307 | [55 empty] | 0 | 78
3258 | 96 | ECCR1CCB1103DDD | TC02-LV-VLSV-P2-01 | Cable | LV | NYKYRGBY-O 3*2.5 MM2 BLACK (DRUM NO:14-10796) | 3*2.5 | 1071-O2 -EL-PO-002-6002-A0-2-003 | OPEN PACKING LIST | Kerman Cable Industries | 490 | meter | 490 | Drum Total: 988 meter | [54 empty] | 0 | 20
3259 | 96 | ECCR1CCB1103DDD | TC02-LV-VLSV-P2-01 | Cable | LV | NYKYRGBY-O 3*2.5 MM2 BLACK (DRUM NO:14-10796) | 3*2.5 | 1071-O2 -EL-PO-002-6002-A0-2-003 | OPEN PACKING LIST | Kerman Cable Industries | 190 | meter | 190 | [55 empty] | 0 | 55
3260 | 96 | ECCR1CCB1103DDD | TC02-LV-VLSV-P2-01 | Cable | LV | NYKYRGBY-O 3*2.5 MM2 BLACK (DRUM NO:14-10796) | 3*2.5 | 1071-O2 -EL-PO-002-6002-A0-2-003 | OPEN PACKING LIST | Kerman Cable Industries | 308 | meter | 308 | [55 empty] | 0 | 75
3261 | 96 | ECCR1CCB1103DDD | TC02-LV-VLSV-P2-02 | Cable | LV | NYKYRGBY-O 3*2.5 MM2 BLACK (DRUM NO:14-10790) | 3*2.5 | 1071-O2 -EL-PO-002-6002-A0-2-003 | OPEN PACKING LIST | Kerman Cable Industries | 788 | meter | 0 |  | ODCC-EL-IGC-0208 | IGC | 2022-01-06 | 788 | 788 | [49 empty] | 788 | 51
3262 | 96 | ECCR1CCB1103DDD | TC03-LV-VLSV-P2-01 | Cable | LV | NYKYRGBY-O 3*2.5 MM2 BLACK (DRUM NO:14-10795) | 3*2.5 | 1071-O2 -EL-PO-002-6002-A0-2-003 | OPEN PACKING LIST | Kerman Cable Industries | 998 | meter | 998 | [55 empty] | 0 | 35
3263 | 96 | ECCR1CCB1103DDD | TC03-LV-VLSV-P2-02 | Cable | LV | NYKYRGBY-O 3*2.5 MM2 BLACK (DRUM NO:14-10793) | 3*2.5 | 1071-O2 -EL-PO-002-6002-A0-2-003 | OPEN PACKING LIST | Kerman Cable Industries | 440 | meter | 440 | Drum Total: 805 meter | [54 empty] | 0 | 41
3264 | 96 | ECCR1CCB1103DDD | TC03-LV-VLSV-P2-02 | Cable | LV | NYKYRGBY-O 3*2.5 MM2 BLACK (DRUM NO:14-10793) | 3*2.5 | 1071-O2 -EL-PO-002-6002-A0-2-003 | OPEN PACKING LIST | Kerman Cable Industries | 170 | meter | 170 | [55 empty] | 0 | 43
3265 | 96 | ECCR1CCB1103DDD | TC03-LV-VLSV-P2-02 | Cable | LV | NYKYRGBY-O 3*2.5 MM2 BLACK (DRUM NO:14-10793) | 3*2.5 | 1071-O2 -EL-PO-002-6002-A0-2-003 | OPEN PACKING LIST | Kerman Cable Industries | 105 | meter | 105 | [55 empty] | 0 | 61
3266 | 96 | ECCR1CCB1103DDD | TC03-LV-VLSV-P2-02 | Cable | LV | NYKYRGBY-O 3*2.5 MM2 BLACK (DRUM NO:14-10793) | 3*2.5 | 1071-O2 -EL-PO-002-6002-A0-2-003 | OPEN PACKING LIST | Kerman Cable Industries | 90 | meter | 90 | [55 empty] | 0 | 44
3267 | 96 | ECCR1CCB1103DDD | TC03-LV-VLSV-P2-03 | Cable | LV | NYKYRGBY-O 3*2.5 MM2 BLACK (DRUM NO:14-10791) | 3*2.5 | 1071-O2 -EL-PO-002-6002-A0-2-003 | OPEN PACKING LIST | Kerman Cable Industries | 292 | meter | 292 | Drum Total: 790 meter | [54 empty] | 0 | 42
3268 | 96 | ECCR1CCB1103DDD | TC03-LV-VLSV-P2-03 | Cable | LV | NYKYRGBY-O 3*2.5 MM2 BLACK (DRUM NO:14-10791) | 3*2.5 | 1071-O2 -EL-PO-002-6002-A0-2-003 | OPEN PACKING LIST | Kerman Cable Industries | 63 | meter | 63 | [55 empty] | 0 | BD-40-08
3269 | 96 | ECCR1CCB1103DDD | TC03-LV-VLSV-P2-03 | Cable | LV | NYKYRGBY-O 3*2.5 MM2 BLACK (DRUM NO:14-10791) | 3*2.5 | 1071-O2 -EL-PO-002-6002-A0-2-003 | OPEN PACKING LIST | Kerman Cable Industries | 45 | meter | 45 | [55 empty] | 0 | BD-40-09
3270 | 96 | ECCR1CCB1103DDD | TC03-LV-VLSV-P2-03 | Cable | LV | NYKYRGBY-O 3*2.5 MM2 BLACK (DRUM NO:14-10791) | 3*2.5 | 1071-O2 -EL-PO-002-6002-A0-2-003 | OPEN PACKING LIST | Kerman Cable Industries | 305 | meter | 305 | [55 empty] | 0 | BD-40-10
3271 | 96 | ECCR1CCB1103DDD | TC03-LV-VLSV-P2-03 | Cable | LV | NYKYRGBY-O 3*2.5 MM2 BLACK (DRUM NO:14-10791) | 3*2.5 | 1071-O2 -EL-PO-002-6002-A0-2-003 | OPEN PACKING LIST | Kerman Cable Industries | 60 | meter | 60 | [55 empty] | 0 | BD-40-11
3272 | 96 | ECCR1CCB1103DDD | TC03-LV-VLSV-P2-03 | Cable | LV | NYKYRGBY-O 3*2.5 MM2 BLACK (DRUM NO:14-10791) | 3*2.5 | 1071-O2 -EL-PO-002-6002-A0-2-003 | OPEN PACKING LIST | Kerman Cable Industries | 25 | meter | 25 | [55 empty] | 0 | BD-40-12
3273 | 96 | ECCR1CCB1103DDD | TC04-LV-VLSV-P2-01 | Cable | LV | NYKYRGBY-O 3*2.5 MM2 BLACK (DRUM NO:14-10794) | 3*2.5 | 1071-O2 -EL-PO-002-6002-A0-2-003 | OPEN PACKING LIST | Kerman Cable Industries | 287 | meter | 287 | Drum Total: 885 meter | [54 empty] | 0 | 52
3274 | 96 | ECCR1CCB1103DDD | TC04-LV-VLSV-P2-01 | Cable | LV | NYKYRGBY-O 3*2.5 MM2 BLACK (DRUM NO:14-10794) | 3*2.5 | 1071-O2 -EL-PO-002-6002-A0-2-003 | OPEN PACKING LIST | Kerman Cable Industries | 598 | meter | 598 | [55 empty] | 0 | 56
3275 | 96 | ECCR1CCB1103DDD | TC04-LV-VLSV-P2-02 | Cable | LV | NYKYRGBY-O 3*2.5 MM2 BLACK (DRUM NO:14-10792) | 3*2.5 | 1071-O2 -EL-PO-002-6002-A0-2-003 | OPEN PACKING LIST | Kerman Cable Industries | 325 | meter | 325 | Drum Total: 800 meter | [54 empty] | 0 | 57
3276 | 96 | ECCR1CCB1103DDD | TC04-LV-VLSV-P2-02 | Cable | LV | NYKYRGBY-O 3*2.5 MM2 BLACK (DRUM NO:14-10792) | 3*2.5 | 1071-O2 -EL-PO-002-6002-A0-2-003 | OPEN PACKING LIST | Kerman Cable Industries | 135 | meter | 135 | [55 empty] | 0 | 58
3277 | 96 | ECCR1CCB1103DDD | TC04-LV-VLSV-P2-02 | Cable | LV | NYKYRGBY-O 3*2.5 MM2 BLACK (DRUM NO:14-10792) | 3*2.5 | 1071-O2 -EL-PO-002-6002-A0-2-003 | OPEN PACKING LIST | Kerman Cable Industries | 285 | meter | 285 | [55 empty] | 0 | 59
3278 | 96 | ECCR1CCB1103DDD | TC04-LV-VLSV-P2-02 | Cable | LV | NYKYRGBY-O 3*2.5 MM2 BLACK (DRUM NO:14-10792) | 3*2.5 | 1071-O2 -EL-PO-002-6002-A0-2-003 | OPEN PACKING LIST | Kerman Cable Industries | 55 | meter | 55 | [55 empty] | 0 | 78
3279 | SS-40-03 | ECCS2CCB1108DTT | U48/03-VSV-01-5-A1-01 | Cable | CONTROL | NYRGBY-O 5*2.5 MM2 (DRUM NO:14-10749) | 5*2.5 | 1071-O2 -EL-PO-002-6002-A0-2-003 | OPEN PACKING LIST | Kerman Cable Industries | 1240 | meter | 1240 | [55 empty] | 0
3280 | SS-40-03 | ECCS2CCB1108DTT | U48/03-VSV-01-5-A1-02 | Cable | CONTROL | NYRGBY-O 5*2.5 MM2 BLACK (DRUM NO:14-10746) | 5*2.5 | 1071-O2 -EL-PO-002-6002-A0-2-003 | OPEN PACKING LIST | Kerman Cable Industries | 1227 | meter | 1227 | [55 empty] | 0
3281 | SS-40-03 | ECCS2CCB1108DTT | U48/03-VSV-01-5-A1-03 | Cable | CONTROL | NYRGBY-O 5*2.5 MM2 (DRUM NO:14-10748) | 5*2.5 | 1071-O2 -EL-PO-002-6002-A0-2-003 | OPEN PACKING LIST | Kerman Cable Industries | 1210 | meter | 1210 | [55 empty] | 0
3282 | SS-40-03 | ECCS2CCB1108DTT | U48/03-VSV-01-5-A1-04 | Cable | CONTROL | NYRGBY-O 5*2.5 MM2 (DRUM NO:14-10745) | 5*2.5 | 1071-O2 -EL-PO-002-6002-A0-2-003 | OPEN PACKING LIST | Kerman Cable Industries | 1181 | meter | 1181 | [55 empty] | 0
3283 | SS-40-05 | ECCS2CCB1108DTT | U48/05-VSV-01-5-A1-01 | Cable | CONTROL | NYRGBY-O 5*2.5 MM2 (DRUM NO:14-10747) | 5*2.5 | 1071-O2 -EL-PO-002-6002-A0-2-003 | OPEN PACKING LIST | Kerman Cable Industries | 1447 | meter | 1447 | [55 empty] | 0
3284 | SS-40-05 | ECCS2CCB1108DTT | U48/05-VSV-01-5-A1-02 | Cable | CONTROL | NYRGBY-O 5*2.5 MM2 (DRUM NO:14-10750) | 5*2.5 | 1071-O2 -EL-PO-002-6002-A0-2-003 | OPEN PACKING LIST | Kerman Cable Industries | 1415 | meter | 1415 | [55 empty] | 0
3285 | SS-40-03 | ECCS2CCB1112DTT | U48/03-VSV-01-10-A1-01 | Cable | CONTROL | NYRGBY-O 10*2.5 MM2(DRUM NO:14-10854) | 10*2.5 | 1071-O2 -EL-PO-002-6002-A0-2-003 | OPEN PACKING LIST | Kerman Cable Industries | 940 | meter | 940 | [55 empty] | 0
3286 | SS-40-03 | ECCS2CCB1112DTT | U48/03-VSV-01-10-A1-02 | Cable | CONTROL | NYRGBY-O 10*2.5 MM2 (DRUM NO:14-10853) | 10*2.5 | 1071-O2 -EL-PO-002-6002-A0-2-003 | OPEN PACKING LIST | Kerman Cable Industries | 890 | meter | 890 | [55 empty] | 0
3287 | SS-40-05 | ECCS2CCB1112DTT | U48/05-VSV-01-10-A1-01 | Cable | CONTROL | NYRGBY-O 10*2.5 MM2 (DRUM NO:14-10846) | 10*2.5 | 1071-O2 -EL-PO-002-6002-A0-2-003 | OPEN PACKING LIST | Kerman Cable Industries | 1038 | meter | 1038 | [55 empty] | 0
3288 | SS-40-05 | ECCS2CCB1112DTT | U48/05-VSV-01-10-A1-02 | Cable | CONTROL | NYRGBY-O 10*2.5 MM2 (DRUM NO:14-10852) | 10*2.5 | 1071-O2 -EL-PO-002-6002-A0-2-003 | OPEN PACKING LIST | Kerman Cable Industries | 670 | meter | 670 | [55 empty] | 0
3289 | SS-40-05 | ECCS2CCB1112DTT | U48/05-VSV-01-10-A1-03 | Cable | CONTROL | NYRGBY-O 10*2.5 MM2 (DRUM NO:14-10845) | 10*2.5 | 1071-O2 -EL-PO-002-6002-A0-2-003 | OPEN PACKING LIST | Kerman Cable Industries | 993 | meter | 993 | [55 empty] | 0
3290 | SS-40-03 | ECCS2CCB1118DTT | U48/03-VSV-01-20-A1-01 | Cable | CONTROL | NYRGBY-O 20*2.5 MM2 (DRUM NO:14-10808) | 20*2.5 | 1071-O2 -EL-PO-002-6002-A0-2-003 | OPEN PACKING LIST | Kerman Cable Industries | 694 | meter | 694 | [55 empty] | 0
3291 | SS-40-03 | ECCS2CCB1118DTT | U48/03-VSV-01-20-A1-02 | Cable | CONTROL | NYRGBY-O 20*2.5 MM2 (DRUM NO:14-10809) | 20*2.5 | 1071-O2 -EL-PO-002-6002-A0-2-003 | OPEN PACKING LIST | Kerman Cable Industries | 746 | meter | 746 | [55 empty] | 0
3292 | SS-40-05 | ECCS2CCB1118DTT | U48/05-VSV-01-20-A1-01 | Cable | CONTROL | NYRGBY-O 20*2.5 MM2 (DRUM NO:16-3667) | 20*2.5 | 1071-O2 -EL-PO-002-6002-A0-2-003 | OPEN PACKING LIST | Kerman Cable Industries | 1336 | meter | 1336 | [55 empty] | 0
3293 | SS-40-03 | ECCV1CCB1102FFT | U48/03-XSV-01-2-A3-02 | Cable | LV | N2XRGbY-O 2*6 mm2 (DRUM NO:10-5500) | 2*6 | 1071-O2 -EL-PO-002-6002-A0-2-003 | OPEN PACKING LIST | Kerman Cable Industries | 528 | meter | 528 | [55 empty] | 0
3294 | SS-40-05 | ECCV1CCB1102FFT | U48/05-XSV-01-2-A3-02 | Cable | LV | N2XRGbY-O 2*6 mm2 (DRUM NO:9-10774) | 2*6 | 1071-O2 -EL-PO-002-6002-A0-2-003 | OPEN PACKING LIST | Kerman Cable Industries | 381 | meter | 381 | [55 empty] | 0
3295 | SS-40-03 | ECCV1CCB1104EET | U48/03-XSV-01-4-A2-01 | Cable | LV | N2XRGbY-O 4*4 mm2 (DRUM NO:11-5501) | 4*4 | 1071-O2 -EL-PO-002-6002-A0-2-003 | OPEN PACKING LIST | Kerman Cable Industries | 794 | meter | 794 | [55 empty] | 0
3296 | SS-40-05 | ECCV1CCB1104EET | U48/05-XSV-01-4-A2-01 | Cable | LV | N2XRGbY-O 4*4 mm2 (DRUM NO:12-4993) | 4*4 | 1071-O2 -EL-PO-002-6002-A0-2-003 | OPEN PACKING LIST | Kerman Cable Industries | 1043 | meter | 1043 | [55 empty] | 0
3297 | SS-40-03 | ECCV1CCB1104FFT | U48/03-XSV-01-4-A3-01 | Cable | LV | N2XRGbY-O 4*6 mm2 (DRUM NO:8-15567) | 4*6 | 1071-O2 -EL-PO-002-6002-A0-2-003 | OPEN PACKING LIST | Kerman Cable Industries | 152 | meter | 152 | [55 empty] | 0
3298 | SS-40-03 | ECCV1CCB1104GGT | U48/03-XSV-01-4-A4-01 | Cable | LV | N2XRGbY-O 4*10 mm2 (DRUM NO:9-10775) | 4*10 | 1071-O2 -EL-PO-002-6002-A0-2-003 | OPEN PACKING LIST | Kerman Cable Industries | 196 | meter | 196 | [55 empty] | 0
3299 | SS-40-05 | ECCV1CCB1104GGT | U48/05-XSV-01-4-A4-02 | Cable | LV | N2XRGBY-O 4*10 MM2 (DRUM NO:9-10776) | 4*10 | 1071-O2 -EL-PO-002-6002-A0-2-003 | OPEN PACKING LIST | Kerman Cable Industries | 296 | meter | 296 | [55 empty] | 0
3300 | SS-40-03 | ECCV1CCB1104GTG | U48/03-XSV-01-4-A4-02 | Cable | LV | N2XRGBY-J 4*10 MM2 RM (DRUM NO:7-16713) | 4*10 | 1071-O2 -EL-PO-002-6002-A0-2-003 | OPEN PACKING LIST | Kerman Cable Industries | 138 | meter | 138 | [55 empty] | 0
3301 | SS-40-05 | ECCV1CCB1104GTG | U48/05-XSV-01-4-A4-01 | Cable | LV | N2XRGBY-J 4*10 MM2 (DRUM NO:6-2524) | 4*10 | 1071-O2 -EL-PO-002-6002-A0-2-003 | OPEN PACKING LIST | Kerman Cable Industries | 36 | meter | 36 | [55 empty] | 0
3302 | SS-40-03 | ECCV1CCB1102FFT | U48/03-XSV-01-2-A3-01 | Cable | LV | N2XRGBY-O 2*6 MM2 (DRUM NO:10-5501) | 2*6 | 1071-O2 -EL-PO-002-6002-A0-2-003 | OPEN PACKING LIST | Kerman Cable Industries | 521 | meter | 521 | [55 empty] | 0
3303 | SS-40-05 | ECCV1CCB1102FFT | U48/05-XSV-01-2-A3-01 | Cable | LV | N2XRGBY-O 2*6 MM2 (DRUM NO:8-15561) | 2*6 | 1071-O2 -EL-PO-002-6002-A0-2-003 | OPEN PACKING LIST | Kerman Cable Industries | 261 | meter | 261 | [55 empty] | 0
3304 | SS-40-03 | ECCV1CCB1102EET | U48/03-XSV-01-2-A2-01 | Cable | LV | N2XRGBY-O 2*4 MM2 (DRUM NO:9-10712) | 2*4 | 1071-O2 -EL-PO-002-6002-A0-2-003 | OPEN PACKING LIST | Kerman Cable Industries | 412 | meter | 412 | [55 empty] | 0
3305 | SS-40-05 | ECCV1CCB1102EET | U48/05-XSV-01-2-A2-01 | Cable | LV | N2XRGBY-O 2*4 MM2 (DRUM NO:9-10711) | 2*4 | 1071-O2 -EL-PO-002-6002-A0-2-003 | OPEN PACKING LIST | Kerman Cable Industries | 392 | meter | 392 | [55 empty] | 0
3306 | SS-40-03 | ECCV1CCB1102GGT | U48/03-XSV-01-2-A4-01 | Cable | LV | N2XRGBY-O 2*10 MM2 (DRUM NO:8-15568) | 2*10 | 1071-O2 -EL-PO-002-6002-A0-2-003 | OPEN PACKING LIST | Kerman Cable Industries | 195 | meter | 195 | [55 empty] | 0
3307 | SS-40-05 | ECCT1CCB1102GGT | U48/05-XLSV-01-2-A4-01 | Cable | LV | N2XKYRGBY-O 2*10 MM2 (DRUM NO:9-10772) | 2*10 | 1071-O2 -EL-PO-002-6002-A0-2-003 | OPEN PACKING LIST | Kerman Cable Industries | 98 | meter | 98 | [55 empty] | 0
3308 | 96 | ECCT1CCB1103DDD | TC02-LV-XLSV-P2-02 | Cable | LV | N2XKYRGBY-J 3*2.5 MM2 (DRUM NO:14-10898) | 3*2.5 | 1071-O2 -EL-PO-002-6002-A0-2-003 | OPEN PACKING LIST | Kerman Cable Industries | 1200 | meter | 0 |  | ODCC-EL-IGC-0208 | IGC | 2022-01-06 | 1200 | 1200 | [49 empty] | 1200 | 51
3309 | 96 | ECCT1CCB1103DDD | TC03-LV-XLSV-P2-01 | Cable | LV | N2XKYRGBY-J 3*2.5 MM2 (DRUM NO:12-5008) | 3*2.5 | 1071-O2 -EL-PO-002-6002-A0-2-003 | OPEN PACKING LIST | Kerman Cable Industries | 64 | meter | 64 | Drum Total: 484 meter | [54 empty] | 0 | 35
3310 | 96 | ECCT1CCB1103DDD | TC03-LV-XLSV-P2-01 | Cable | LV | N2XKYRGBY-J 3*2.5 MM2 (DRUM NO:12-5008) | 3*2.5 | 1071-O2 -EL-PO-002-6002-A0-2-003 | OPEN PACKING LIST | Kerman Cable Industries | 295 | meter | 295 | [55 empty] | 0 | 41
3311 | 96 | ECCT1CCB1103DDD | TC03-LV-XLSV-P2-01 | Cable | LV | N2XKYRGBY-J 3*2.5 MM2 (DRUM NO:12-5008) | 3*2.5 | 1071-O2 -EL-PO-002-6002-A0-2-003 | OPEN PACKING LIST | Kerman Cable Industries | 125 | meter | 125 | [55 empty] | 0 | 42
3312 | 96 | ECCT1CCB1103DDD | TC03-LV-XLSV-P2-02 | Cable | LV | N2XKYRGBY-J 3*2.5 MM2 (DRUM NO:11-5506) | 3*2.5 | 1071-O2 -EL-PO-002-6002-A0-2-003 | OPEN PACKING LIST | Kerman Cable Industries | 47 | meter | 0 | Drum Total: 496 meter | ODCC-EL-ARP-0067 | Abad Rahan | 2021-11-27 | 47 | 47 | [49 empty] | 47 | 43
3313 | 96 | ECCT1CCB1103DDD | TC03-LV-XLSV-P2-02 | Cable | LV | N2XKYRGBY-J 3*2.5 MM2 (DRUM NO:11-5506) | 3*2.5 | 1071-O2 -EL-PO-002-6002-A0-2-003 | OPEN PACKING LIST | Kerman Cable Industries | 222 | meter | 0 |  | ODCC-EL-ARP-0067 | Abad Rahan | 2021-11-27 | 222 | 222 | [49 empty] | 222 | 61
3314 | 96 | ECCT1CCB1103DDD | TC03-LV-XLSV-P2-02 | Cable | LV | N2XKYRGBY-J 3*2.5 MM2 (DRUM NO:11-5506) | 3*2.5 | 1071-O2 -EL-PO-002-6002-A0-2-003 | OPEN PACKING LIST | Kerman Cable Industries | 227 | meter | 0 |  | ODCC-EL-ARP-0067 | Abad Rahan | 2021-11-27 | 227 | 227 | [49 empty] | 227 | 44
3315 | 96 | ECCT1CCB1103DDD | TC04-LV-XLSV-P3-01 | Cable | LV | N2XKYRGBY-J 3*2.5 MM2 (DRUM NO:14-10901) | 3*2.5 | 1071-O2 -EL-PO-002-6002-A0-2-003 | OPEN PACKING LIST | Kerman Cable Industries | 1467 | meter | 1467 | [55 empty] | 0 | 52
3316 | 96 | ECCT1CCB1103DDD | TC04-LV-XLSV-P3-02 | Cable | LV | N2XKYRGBY-J 3*2.5 MM2 (DRUM NO:14-10897) | 3*2.5 | 1071-O2 -EL-PO-002-6002-A0-2-003 | OPEN PACKING LIST | Kerman Cable Industries | 1175 | meter | 1175 | [55 empty] | 0 | 52
3317 | 96 | ECCT1CCB1103DDD | TC04-LV-XLSV-P3-03 | Cable | LV | N2XKYRGBY-J 3*2.5 MM2 (DRUM NO:14-10939) | 3*2.5 | 1071-O2 -EL-PO-002-6002-A0-2-003 | OPEN PACKING LIST | Kerman Cable Industries | 1080 | meter | 1080 | [55 empty] | 0 | 56
3318 | 96 | ECCT1CCB1103DDD | TC04-LV-XLSV-P3-04 | Cable | LV | N2XKYRGBY-J 3*2.5 MM2 (DRUM NO:14-10940) | 3*2.5 | 1071-O2 -EL-PO-002-6002-A0-2-003 | OPEN PACKING LIST | Kerman Cable Industries | 1085 | meter | 1085 | [55 empty] | 0 | 56
3319 | 96 | ECCT1CCB1103DDD | TC04-LV-XLSV-P3-05 | Cable | LV | N2XKYRGBY-J 3*2.5 MM2 (DRUM NO:14-10896) | 3*2.5 | 1071-O2 -EL-PO-002-6002-A0-2-003 | OPEN PACKING LIST | Kerman Cable Industries | 1090 | meter | 1090 | [55 empty] | 0 | 56
3320 | 96 | ECCT1CCB1103DDD | TC04-LV-XLSV-P3-06 | Cable | LV | N2XKYRGBY-J 3*2.5 MM2 (DRUM NO:14-10900) | 3*2.5 | 1071-O2 -EL-PO-002-6002-A0-2-003 | OPEN PACKING LIST | Kerman Cable Industries | 1277 | meter | 1277 | [55 empty] | 0 | 57
3321 | 96 | ECCT1CCB1103DDD | TC04-LV-XLSV-P3-07 | Cable | LV | N2XKYRGBY-J 3*2.5 MM2 (DRUM NO:14-10899) | 3*2.5 | 1071-O2 -EL-PO-002-6002-A0-2-003 | OPEN PACKING LIST | Kerman Cable Industries | 1230 | meter | 1230 | [55 empty] | 0 | 57
3322 | 96 | ECCT1CCB1103DDD | TC04-LV-XLSV-P3-08 | Cable | LV | N2XKYRGBY-J 3*2.5 MM2 (DRUM NO:14-10902) | 3*2.5 | 1071-O2 -EL-PO-002-6002-A0-2-003 | OPEN PACKING LIST | Kerman Cable Industries | 315 | meter | 315 | Drum Total: 1648 meter | [54 empty] | 0 | 58
3323 | 96 | ECCT1CCB1103DDD | TC04-LV-XLSV-P3-08 | Cable | LV | N2XKYRGBY-J 3*2.5 MM2 (DRUM NO:14-10902) | 3*2.5 | 1071-O2 -EL-PO-002-6002-A0-2-003 | OPEN PACKING LIST | Kerman Cable Industries | 1038 | meter | 1038 | [55 empty] | 0 | 59
3324 | 96 | ECCT1CCB1103DDD | TC04-LV-XLSV-P3-08 | Cable | LV | N2XKYRGBY-J 3*2.5 MM2 (DRUM NO:14-10902) | 3*2.5 | 1071-O2 -EL-PO-002-6002-A0-2-003 | OPEN PACKING LIST | Kerman Cable Industries | 295 | meter | 295 | [55 empty] | 0 | 78
3325 | 41 | ECCR2CCB1110DTT | U41-VLSV-01-7-A1-01 | Cable | CONTROL | N2XKYRGBY-J Z 7*2.5 MM2 RM (DRUM NO:14-10708) | 7*2.5 | 1071-O2 -EL-PO-002-6002-A0-2-003 | OPEN PACKING LIST | Kerman Cable Industries | 789 | meter | 0 |  | ODCC-EL-ARP-0064 | Abad Rahan | 2021-11-23 | 789 | 789 | [49 empty] | 789
3326 | 41 | ECCR2CCB1110DTT | U41-VLSV-01-7-A1-02 | Cable | CONTROL | NYKYRGBY-O 7*2.5 MM2 RM (DRUM NO:14-10702) | 7*2.5 | 1071-O2 -EL-PO-002-6002-A0-2-003 | OPEN PACKING LIST | Kerman Cable Industries | 1100 | meter | 0 |  | ODCC-EL-ARP-0064 | Abad Rahan | 2021-11-23 | 1100 | 1100 | [49 empty] | 1100
3327 | 20 | ECCR2CCB1112DTT | U46-VLSV-01-10-A1-01 | Cable | CONTROL | NYKYRGBY-O 10*2.5 MM2 RM (DRUM NO:14-10817) | 10*2.5 | 1071-O2 -EL-PO-002-6002-A0-2-003 | OPEN PACKING LIST | Kerman Cable Industries | 508 | meter | 508 | [55 empty] | 0
3328 | 20 | ECCR2CCB1112DTT | U46-VLSV-01-10-A1-03 | Cable | CONTROL | NYKYRGBY-O 10*2.5 MM2 RM (DRUM NO:14-10818) | 10*2.5 | 1071-O2 -EL-PO-002-6002-A0-2-003 | OPEN PACKING LIST | Kerman Cable Industries | 509 | meter | 509 | [55 empty] | 0
3329 | 20 | ECCR2CCB1112DTT | U46-VLSV-01-10-A1-02 | Cable | CONTROL | NYKYRGBY-O 10*2.5 MM2 RM (DRUM NO:16-3664) | 10*2.5 | 1071-O2 -EL-PO-002-6002-A0-2-003 | OPEN PACKING LIST | Kerman Cable Industries | 1012 | meter | 1012 | [55 empty] | 0
3330 | 41 | ECCR2CCB1112DTT | U41-VLSV-01-10-A1-01 | Cable | CONTROL | NYKYRGBY-O 10*2.5 MM2 RM (DRUM NO:16-3663) | 10*2.5 | 1071-O2 -EL-PO-002-6002-A0-2-003 | OPEN PACKING LIST | Kerman Cable Industries | 995 | meter | 0 |  | ODCC-EL-ARP-0064 | Abad Rahan | 2021-11-23 | 995 | 995 | [49 empty] | 995
3331 | 41 | ECCR2CCB1112DTT | U41-VLSV-01-10-A1-02 | Cable | CONTROL | NYKYRGBY-O 10*2.5 MM2 RM (DRUM NO:16-3662) | 10*2.5 | 1071-O2 -EL-PO-002-6002-A0-2-003 | OPEN PACKING LIST | Kerman Cable Industries | 990 | meter | 0 |  | ODCC-EL-ARP-0064 | Abad Rahan | 2021-11-23 | 990 | 990 | [49 empty] | 990
3332 | 41 | ECCR2CCB1112DTT | U41-VLSV-01-10-A1-03 | Cable | CONTROL | NYKYRGBY-O 10*2.5 MM2 RM (DRUM NO:14-10712) | 10*2.5 | 1071-O2 -EL-PO-002-6002-A0-2-003 | OPEN PACKING LIST | Kerman Cable Industries | 870 | meter | 0 |  | ODCC-EL-ARP-0064 | Abad Rahan | 2021-11-23 | 870 | 870 | [49 empty] | 870
3333 | 41 | ECCR2CCB1112DTT | U41-VLSV-01-10-A1-04 | Cable | CONTROL | NYKYRGBY-O 10*2.5 MM2 RM (DRUM NO:14-10713) | 10*2.5 | 1071-O2 -EL-PO-002-6002-A0-2-003 | OPEN PACKING LIST | Kerman Cable Industries | 920 | meter | 0 |  | ODCC-EL-ARP-0064 | Abad Rahan | 2021-11-23 | 920 | 920 | [49 empty] | 920
3334 | 41 | ECCR2CCB1112DTT | U41-VLSV-01-10-A1-05 | Cable | CONTROL | NYKYRGBY-O 10*2.5 MM2 RM (DRUM NO:16-3665) | 10*2.5 | 1071-O2 -EL-PO-002-6002-A0-2-003 | OPEN PACKING LIST | Kerman Cable Industries | 1113 | meter | 0 |  | ODCC-EL-ARP-0061 | Abad Rahan | 2021-10-31 | 1113 | 1113 | [49 empty] | 1113
3335 | 41 | ECCT1CCB1104EET | U41-XLSV-01-4-A2-01 | Cable | LV | N2XKYRGBY-O 4*4 MM2 RM (DRUM NO:14-10699) | 4*4 | 1071-O2 -EL-PO-002-6002-A0-2-003 | OPEN PACKING LIST | Kerman Cable Industries | 924 | meter | 0 |  | ODCC-EL-ARP-0064 | Abad Rahan | 2021-11-23 | 924 | 924 | [49 empty] | 924
3336 | 41 | ECCT1CCB1104EET | U41-XLSV-01-4-A2-02 | Cable | LV | N2XKYRGBY-O 4*4 MM2 RM (DRUM NO:12-4980) | 4*4 | 1071-O2 -EL-PO-002-6002-A0-2-003 | OPEN PACKING LIST | Kerman Cable Industries | 300 | meter | 0 |  | ODCC-EL-ARP-0064 | Abad Rahan | 2021-11-23 | 300 | 300 | [49 empty] | 300
3337 | 41 | ECCT1CCB1103FTT | U41-XLSV-01-3-A3-01 | Cable | LV | N2XKYRGBY-O 3*6 MM2 RM (DRUM NO:12-4981) | 3*6 | 1071-O2 -EL-PO-002-6002-A0-2-003 | OPEN PACKING LIST | Kerman Cable Industries | 838 | meter | 0 |  | ODCC-EL-ARP-0064 | Abad Rahan | 2021-11-23 | 838 | 838 | [49 empty] | 838
3338 | 41 | ECCT1CCB1104GGT | U41-XLSV-01-4-A4-01 | Cable | LV | N2XKYRGBY-O 4*10 MM2 RM (DRUM NO:12-4992) | 4*10 | 1071-O2 -EL-PO-002-6002-A0-2-003 | OPEN PACKING LIST | Kerman Cable Industries | 303 | meter | 0 |  | ODCC-EL-ARP-0064 | Abad Rahan | 2021-11-23 | 303 | 303 | [49 empty] | 303
3339 | 41 | ECCT1CCB1103GTT | U41-XLSV-01-3-A4-01 | Cable | LV | N2XKYRGBY-O 3*10 MM2 RM (DRUM NO:14-10714) | 3*10 | 1071-O2 -EL-PO-002-6002-A0-2-003 | OPEN PACKING LIST | Kerman Cable Industries | 924 | meter | 0 | MTR TO C-7501 404MT MRV TO ARP | ODCC-EL-IGC-0173 | IGC | 2021-11-17 | 924 | 924 |  | ODCC-EL-ARP-0078 | Abad Rahan | 2022-01-01 | 405 | 405 | [37 empty] | ODCC-EL-IGC-0014 | IGC | 2021-12-04 | 405 | 405 | MTR TO ARP | 924
3340 | 41 | ECCT1CCB1103GTT | U41-XLSV-01-3-A4-02 | Cable | LV | N2XKYRGBY-O 3*10 MM2 RM (DRUM NO:10-5470) | 3*10 | 1071-O2 -EL-PO-002-6002-A0-2-003 | OPEN PACKING LIST | Kerman Cable Industries | 319 | meter | 0 |  | ODCC-EL-ARP-0064 | Abad Rahan | 2021-11-23 | 319 | 319 | [49 empty] | 319
3341 | SS-40-04 | ECCS2CCB1103DTT | U48/04-VSV-01-3-A1-01 | Cable | CONTROL | NYRGBY-O 3*2.5 MM2 RM (DRUM NO:7-16667) | 3*2.5 | 1071-O2 -EL-PO-002-6002-A0-2-003 | OPEN PACKING LIST | Kerman Cable Industries | 240 | meter | 240 | [55 empty] | 0
3342 | 41 | ECCT1CCB1103FFF | U41-XLSV-01-3-A3-02 | Cable | LV | N2XKYRGBY-J 3*6 MM2 RM (DRUM NO:14-10743) | 3*6 | 1071-O2 -EL-PO-002-6002-A0-2-003 | OPEN PACKING LIST | Kerman Cable Industries | 1000 | meter | 0 |  | ODCC-EL-ARP-0064 | Abad Rahan | 2021-11-23 | 1000 | 1000 | [49 empty] | 1000
3343 | 41 | ECCT1CCB1103FFF | U41-XLSV-01-3-A3-03 | Cable | LV | N2XKYRGBY-J 3*6 MM2 RM (DRUM NO:14-10703) | 3*6 | 1071-O2 -EL-PO-002-6002-A0-2-003 | OPEN PACKING LIST | Kerman Cable Industries | 965 | meter | 0 |  | ODCC-EL-ARP-0064 | Abad Rahan | 2021-11-23 | 965 | 965 | [49 empty] | 965
3344 | 41 | ECCT1CCB1103FFF | U41-XLSV-01-3-A3-04 | Cable | LV | N2XKYRGBY-J 3*6 MM2 RM (DRUM NO:14-10704) | 3*6 | 1071-O2 -EL-PO-002-6002-A0-2-003 | OPEN PACKING LIST | Kerman Cable Industries | 985 | meter | 0 |  | ODCC-EL-ARP-0064 | Abad Rahan | 2021-11-23 | 985 | 985 | [49 empty] | 985
3345 | 41 | ECCT1CCB1103FFF | U41-XLSV-01-3-A3-05 | Cable | LV | N2XKYRGBY-J 3*6 MM2 RM (DRUM NO:14-10742) | 3*6 | 1071-O2 -EL-PO-002-6002-A0-2-003 | OPEN PACKING LIST | Kerman Cable Industries | 980 | meter | 0 |  | ODCC-EL-ARP-0064 | Abad Rahan | 2021-11-23 | 980 | 980 | [49 empty] | 980
3346 | 41 | ECCT1CCB1103FFF | U41-XLSV-01-3-A3-06 | Cable | LV | N2XKYRGBY-J 3*6 MM2 RM (DRUM NO:9-10686) | 3*6 | 1071-O2 -EL-PO-002-6002-A0-2-003 | OPEN PACKING LIST | Kerman Cable Industries | 180 | meter | 0 |  | ODCC-EL-ARP-0064 | Abad Rahan | 2021-11-23 | 180 | 180 | [49 empty] | 180
3347 | 41 | ECCT1CCB1103EEE | U41-XLSV-01-3-A2-01 | Cable | LV | N2XKYRGBY-J 3*4 MM2 RM (DRUM NO:9-10681) | 3*4 | 1071-O2 -EL-PO-002-6002-A0-2-003 | OPEN PACKING LIST | Kerman Cable Industries | 98 | meter | 0 |  | ODCC-EL-ARP-0064 | Abad Rahan | 2021-11-23 | 98 | 98 | [49 empty] | 98
3348 | 41 | ECCV1CCB1103FFF | U41-XSV-01-3-A3-01 | Cable | LV | N2XRGBY-J 3*6 MM2 RM (DRUM NO:12-4983) | 3*6 | 1071-O2 -EL-PO-002-6002-A0-2-003 | OPEN PACKING LIST | Kerman Cable Industries | 1030 | meter | 0 |  | ODCC-EL-ARP-0052 | Abad Rahan | 2021-07-25 | 1030 | 1030 | [49 empty] | 1030
3349 | 41 | ECCV1CCB1103FFF | U41-XSV-01-3-A3-02 | Cable | LV | N2XRGBY-J 3*6 MM2 RM (DRUM NO:12-4984) | 3*6 | 1071-O2 -EL-PO-002-6002-A0-2-003 | OPEN PACKING LIST | Kerman Cable Industries | 1080 | meter | 0 |  | ODCC-EL-ARP-0052 | Abad Rahan | 2021-07-25 | 1080 | 1080 | [49 empty] | 1080
3350 | 41 | ECCV1CCB1103EEE | U41-XSV-01-3-A2-01 | Cable | LV | N2XRGBY-J 3*4 MM2 RM (DRUM NO:8-15515) | 3*4 | 1071-O2 -EL-PO-002-6002-A0-2-003 | OPEN PACKING LIST | Kerman Cable Industries | 309 | meter | 0 |  | ODCC-EL-ARP-0052 | Abad Rahan | 2021-07-25 | 309 | 309 | [49 empty] | 309
3351 | 41 | ECCV1CCB1103DDD | U41-XSV-01-3-A1-01 | Cable | LV | N2XRGBY-J 3*2.5 MM2 RM (DRUM NO:12-4985) | 3*2.5 | 1071-O2 -EL-PO-002-6002-A0-2-003 | OPEN PACKING LIST | Kerman Cable Industries | 1480 | meter | 0 |  | ODCC-EL-ARP-0052 | Abad Rahan | 2021-07-25 | 1480 | 1480 | [49 empty] | 1480
3352 | 41 | ECCV1CCB1104DDD | U41-XSV-01-4-A1-01 | Cable | LV | N2XRGBY-J 4*2.5 MM2 RM (DRUM NO:6-2520) | 4*2.5 | 1071-O2 -EL-PO-002-6002-A0-2-003 | OPEN PACKING LIST | Kerman Cable Industries | 72 | meter | 0 |  | ODCC-EL-ARP-0052 | Abad Rahan | 2021-07-25 | 72 | 72 | [49 empty] | 72
3353 | 41 | ECCV1CCB1104FFF | U41-XSV-01-4-A3-01 | Cable | LV | N2XRGBY-J 4*6 MM2 RM (DRUM NO:9-10691) | 4*6 | 1071-O2 -EL-PO-002-6002-A0-2-003 | OPEN PACKING LIST | Kerman Cable Industries | 236 | meter | 0 |  | ODCC-EL-ARP-0052 | Abad Rahan | 2021-07-25 | 236 | 236 | [49 empty] | 236
3354 | SS-40-04 | ECCS2CCB1108DTT | U48/04-VSV-01-5-A1-01 | Cable | CONTROL | NYRGBY-O 5*2.5 MM2 RM (DRUM NO:12-4986) | 5*2.5 | 1071-O2 -EL-PO-002-6002-A0-2-003 | OPEN PACKING LIST | Kerman Cable Industries | 937 | meter | 937 | [55 empty] | 0
3355 | SS-40-04 | ECCS2CCB1108DTT | U48/04-VSV-01-5-A1-02 | Cable | CONTROL | NYRGBY-O 5*2.5 MM2 RM (DRUM NO:12-4987) | 5*2.5 | 1071-O2 -EL-PO-002-6002-A0-2-003 | OPEN PACKING LIST | Kerman Cable Industries | 973 | meter | 973 | [55 empty] | 0
3356 | SS-40-04 | ECCS2CCB1108DTT | U48/04-VSV-01-5-A1-03 | Cable | CONTROL | NYRGBY-O 5*2.5 MM2 RM (DRUM NO:12-4988) | 5*2.5 | 1071-O2 -EL-PO-002-6002-A0-2-003 | OPEN PACKING LIST | Kerman Cable Industries | 1045 | meter | 1045 | [55 empty] | 0
3357 | SS-40-04 | ECCS2CCB1112DTT | U48/04-VSV-01-10-A1-01 | Cable | CONTROL | NYRGBY-O 10*2.5 MM2 RM (DRUM NO:14-10700) | 10*2.5 | 1071-O2 -EL-PO-002-6002-A0-2-003 | OPEN PACKING LIST | Kerman Cable Industries | 1415 | meter | 1415 | [55 empty] | 0
3358 | SS-40-04 | ECCS2CCB1118DTT | U48/04-VSV-01-20-A1-01 | Cable | CONTROL | NYRGBY-O 20*2.5 MM2 RM (DRUM NO:14-10710) | 20*2.5 | 1071-O2 -EL-PO-002-6002-A0-2-003 | OPEN PACKING LIST | Kerman Cable Industries | 901 | meter | 901 | [55 empty] | 0
3359 | SS-40-04 | ECCS2CCB1118DTT | U48/04-VSV-01-20-A1-02 | Cable | CONTROL | NYRGBY-O 20*2.5 MM2 RM (DRUM NO:14-10709) | 20*2.5 | 1071-O2 -EL-PO-002-6002-A0-2-003 | OPEN PACKING LIST | Kerman Cable Industries | 818 | meter | 818 | [55 empty] | 0
3360 | SS-40-04 | ECCV1CCB1102FFT | U48/04-XSV-01-2-A3-01 | Cable | LV | N2XRGBY-O 2*6 MM2 RM (DRUM NO:9-10682) | 2*6 | 1071-O2 -EL-PO-002-6002-A0-2-003 | OPEN PACKING LIST | Kerman Cable Industries | 412 | meter | 412 | [55 empty] | 0
3361 | SS-40-04 | ECCV1CCB1104EET | U48/04-XSV-01-4-A2-01 | Cable | LV | N2XRGBY-O 4*4 MM2 RM (DRUM NO:14-10701) | 4*4 | 1071-O2 -EL-PO-002-6002-A0-2-003 | OPEN PACKING LIST | Kerman Cable Industries | 1365 | meter | 1365 | [55 empty] | 0
3362 | SS-40-04 | ECCV1CCB1104GGT | U48/04-XSV-01-4-A4-01 | Cable | LV | N2XRGBY-O 4*10 MM2 RM (DRUM NO:11-5490) | 4*10 | 1071-O2 -EL-PO-002-6002-A0-2-003 | OPEN PACKING LIST | Kerman Cable Industries | 355 | meter | 355 | [55 empty] | 0
3363 | SS-40-04 | ECCV1CCB1104GTG | U48/04-XSV-01-4-A4-02 | Cable | LV | N2XRGBY-J 4*10 MM2 RM (DRUM NO:8-15517) | 4*10 | 1071-O2 -EL-PO-002-6002-A0-2-003 | OPEN PACKING LIST | Kerman Cable Industries | 103 | meter | 103 | [55 empty] | 0
3364 | SS-40-04 | ECCV1CCB1102FFT | U48/04-XSV-01-2-A3-02 | Cable | LV | N2XRGBY-O 2*6 MM2 RM (DRUM NO:9-10683) | 2*6 | 1071-O2 -EL-PO-002-6002-A0-2-003 | OPEN PACKING LIST | Kerman Cable Industries | 556 | meter | 556 | [55 empty] | 0
3365 | 96 | ECCT1CCB1103DDD | TC02-LV-XLSV-P2-01 | Cable | LV | N2XKYRGBY-J 3*2.5 MM2 RM (DRUM NO:12-5010) | 3*2.5 | 1071-O2 -EL-PO-002-6002-A0-2-003 | OPEN PACKING LIST | Kerman Cable Industries | 104 | meter | 0 | Drum Total: 607 meter | ODCC-EL-IGC-0155 | IGC | 2021-09-18 | 104 | 104 | [49 empty] | 104 | 96
3366 | 96 | ECCT1CCB1103DDD | TC02-LV-XLSV-P2-01 | Cable | LV | N2XKYRGBY-J 3*2.5 MM2 RM (DRUM NO:12-5010) | 3*2.5 | 1071-O2 -EL-PO-002-6002-A0-2-003 | OPEN PACKING LIST | Kerman Cable Industries | 64 | meter | 0 |  | ODCC-EL-IGC-0155 | IGC | 2021-09-18 | 64 | 64 | [49 empty] | 64 | 20
3367 | 96 | ECCT1CCB1103DDD | TC02-LV-XLSV-P2-01 | Cable | LV | N2XKYRGBY-J 3*2.5 MM2 RM (DRUM NO:12-5010) | 3*2.5 | 1071-O2 -EL-PO-002-6002-A0-2-003 | OPEN PACKING LIST | Kerman Cable Industries | 305 | meter | 0 |  | ODCC-EL-IGC-0155 | IGC | 2021-09-18 | 305 | 305 | [49 empty] | 305 | 55
3368 | 96 | ECCT1CCB1103DDD | TC02-LV-XLSV-P2-01 | Cable | LV | N2XKYRGBY-J 3*2.5 MM2 RM (DRUM NO:12-5010) | 3*2.5 | 1071-O2 -EL-PO-002-6002-A0-2-003 | OPEN PACKING LIST | Kerman Cable Industries | 134 | meter | 0 |  | ODCC-EL-IGC-0155 | IGC | 2021-09-18 | 134 | 134 | [49 empty] | 134 | 75
3369 | 96 | ECCQ1CCB0202CCT | TC01-LV-VV-P1-01 | Cable | LV | NYY-O 2*1.5 MM2 RM (DRUM NO:10-5476) | 2*1.5 | 1071-O2 -EL-PO-002-6002-A0-2-003 | OPEN PACKING LIST | Kerman Cable Industries | 360 | meter | 360 | Drum Total: 1442 meter | [54 empty] | 0 | CR-40-01
3370 | 96 | ECCQ1CCB0202CCT | TC01-LV-VV-P1-01 | Cable | LV | NYY-O 2*1.5 MM2 RM (DRUM NO:10-5476) | 2*1.5 | 1071-O2 -EL-PO-002-6002-A0-2-003 | OPEN PACKING LIST | Kerman Cable Industries | 360 | meter | 360 | [55 empty] | 0 | CR-40-02
3371 | 96 | ECCQ1CCB0202CCT | TC01-LV-VV-P1-01 | Cable | LV | NYY-O 2*1.5 MM2 RM (DRUM NO:10-5476) | 2*1.5 | 1071-O2 -EL-PO-002-6002-A0-2-003 | OPEN PACKING LIST | Kerman Cable Industries | 360 | meter | 360 | [55 empty] | 0 | CR-40-03
3372 | 96 | ECCQ1CCB0202CCT | TC01-LV-VV-P1-01 | Cable | LV | NYY-O 2*1.5 MM2 RM (DRUM NO:10-5476) | 2*1.5 | 1071-O2 -EL-PO-002-6002-A0-2-003 | OPEN PACKING LIST | Kerman Cable Industries | 90 | meter | 90 | [55 empty] | 0 | SS-40-03
3373 | 96 | ECCQ1CCB0202CCT | TC01-LV-VV-P1-01 | Cable | LV | NYY-O 2*1.5 MM2 RM (DRUM NO:10-5476) | 2*1.5 | 1071-O2 -EL-PO-002-6002-A0-2-003 | OPEN PACKING LIST | Kerman Cable Industries | 90 | meter | 90 | [55 empty] | 0 | SS-40-04
3374 | 96 | ECCQ1CCB0202CCT | TC01-LV-VV-P1-01 | Cable | LV | NYY-O 2*1.5 MM2 RM (DRUM NO:10-5476) | 2*1.5 | 1071-O2 -EL-PO-002-6002-A0-2-003 | OPEN PACKING LIST | Kerman Cable Industries | 90 | meter | 90 | [55 empty] | 0 | SS-40-05
3375 | 96 | ECCQ1CCB0202CCT | TC01-LV-VV-P1-01 | Cable | LV | NYY-O 2*1.5 MM2 RM (DRUM NO:10-5476) | 2*1.5 | 1071-O2 -EL-PO-002-6002-A0-2-003 | OPEN PACKING LIST | Kerman Cable Industries | 92 | meter | 92 | [55 empty] | 0 | SS-40-09
3376 | 42 | ECCT1CCB1103FTT | U42-XLSV-01-3-A3-01 | Cable | LV | N2XKYRGBY-O 3*6 MM2 RM (DRUM NO:14-10847) | 3*6 | 1071-O2 -EL-PO-002-6002-A0-2-003 | OPEN PACKING LIST | Kerman Cable Industries | 527 | meter | 0 |  | ODCC-EL-ARP-0061 | Abad Rahan | 2021-10-31 | 527 | 527 | [49 empty] | 527
3377 | 42 | ECCT1CCB1103FTT | U42-XLSV-01-3-A3-17 | Cable | LV | N2XKYRGBY-O 3*6 MM2 RM (DRUM NO:14-10848) | 3*6 | 1071-O2 -EL-PO-002-6002-A0-2-003 | OPEN PACKING LIST | Kerman Cable Industries | 546 | meter | 0 |  | ODCC-EL-ARP-0061 | Abad Rahan | 2021-10-31 | 546 | 546 | [49 empty] | 546
3378 | 41 | ECCQ1CCB0203EEE | U41-VV-01-03-A2-01 | Cable | LV | NYY-J 3*4 MM2 RM (DRUM NO:8-15572) | 3*4 | 1071-O2 -EL-PO-002-6002-A0-2-003 | OPEN PACKING LIST | Kerman Cable Industries | 392 | meter | 0 |  | ODCC-EL-ARP-0064 | Abad Rahan | 2021-11-23 | 392 | 392 | [49 empty] | 392
3379 | SS-40-04 | ECCV1CCB1102EET | U48/04-XSV-01-2-A2-01 | Cable | LV | N2XRGBY-O 2*4 MM2 (DRUM NO:9-10684) | 2*4 | 1071-O2 -EL-PO-002-6002-A0-2-003 | OPEN PACKING LIST | Kerman Cable Industries | 645 | meter | 645 | [55 empty] | 0
3380 | 20 | EPSE11EAAA6FN2T3 |  | GLAND | Cable Gland | CABLE GLAND, MADE OF NICKEL PLATED BRASS, EXD llB, IP65,ISO THREADED, C/W SEALING OF INNER SHEATH AND OUTER SHEATH, CLAMPING OF THE SINGLE WIRE ARMOUR, SEALING WASHER AND LOCK NUT, SUITABLE FOR CU/XLPE/LSH/SWA/PVC CABLE, WITH EARTH TAG AND BLACK COLOR PVC SHROUD,ACCORDING TO THE IEC 62444, IEC 60529. (M75*1.5) | 75mm | 1071-O2-EL-PO-037-6005-A0-0-002 | OPEN PACKING LIST | Noor Mehvar Fars | 2 | PCS | 2 | [55 empty] | 0
3381 | 20 | EPSE11EAAI6FN000 |  | GLAND | Cable Gland | CABLE GLAND, MADE OF NICKEL PLATED BRASS, INDUSTRIAL TYPE, IP65,ISO THREADED, C/W SEALING OF INNER SHEATH AND OUTER SHEATH, CLAMPING OF THE SINGLE WIRE ARMOUR, SEALING WASHER AND LOCK NUT, SUITABLE FOR CU/XLPE/LSH/SWA/PVC CABLE, WITH EARTH TAG AND BLACK COLOR PVC SHROUD,ACCORDING TO THE IEC 62444, IEC 60529. (M75*1.5) | 75mm | 1071-O2-EL-PO-037-6005-A0-0-002 | OPEN PACKING LIST | Noor Mehvar Fars | 7 | PCS | 7 | [55 empty] | 0
3382 | 20 | EPSE04EAAI6FN000 |  | GLAND | Cable Gland | CABLE GLAND, MADE OF NICKEL PLATED BRASS, INDUSTRIAL TYPE, IP65,ISO THREADED, C/W SEALING OF INNER SHEATH AND OUTER SHEATH, CLAMPING OF THE SINGLE WIRE ARMOUR, SEALING WASHER AND LOCK NUT, SUITABLE FOR CU/XLPE/LSH/SWA/PVC CABLE, WITH EARTH TAG AND BLACK COLOR PVC SHROUD,ACCORDING TO THE IEC 62444, IEC 60529. (M25*1.5) | 25mm | 1071-O2-EL-PO-037-6005-A0-0-002 | OPEN PACKING LIST | Noor Mehvar Fars | 22 | PCS | 22 | [55 empty] | 0
3383 | 20 | EPSE05EAAI6FN000 |  | GLAND | Cable Gland | CABLE GLAND, MADE OF NICKEL PLATED BRASS, INDUSTRIAL TYPE, IP65,ISO THREADED, C/W SEALING OF INNER SHEATH AND OUTER SHEATH, CLAMPING OF THE SINGLE WIRE ARMOUR, SEALING WASHER AND LOCK NUT, SUITABLE FOR CU/XLPE/LSH/SWA/PVC CABLE, WITH EARTH TAG AND BLACK COLOR PVC SHROUD,ACCORDING TO THE IEC 62444, IEC 60529. (M32*1.5) | 32mm | 1071-O2-EL-PO-037-6005-A0-0-002 | OPEN PACKING LIST | Noor Mehvar Fars | 10 | PCS | 10 | [55 empty] | 0
3384 | 20 | EPSE06EAAI6FN000 |  | GLAND | Cable Gland | CABLE GLAND, MADE OF NICKEL PLATED BRASS, INDUSTRIAL TYPE, IP65,ISO THREADED, C/W SEALING OF INNER SHEATH AND OUTER SHEATH, CLAMPING OF THE SINGLE WIRE ARMOUR, SEALING WASHER AND LOCK NUT, SUITABLE FOR CU/XLPE/LSH/SWA/PVC CABLE, WITH EARTH TAG AND BLACK COLOR PVC SHROUD,ACCORDING TO THE IEC 62444, IEC 60529. (M40*1.5) | 40mm | 1071-O2-EL-PO-037-6005-A0-0-002 | OPEN PACKING LIST | Noor Mehvar Fars | 11 | PCS | 11 | [55 empty] | 0
3385 | 20 | EPSE08EAAI6FN000 |  | GLAND | Cable Gland | CABLE GLAND, MADE OF NICKEL PLATED BRASS, INDUSTRIAL TYPE, IP65,ISO THREADED, C/W SEALING OF INNER SHEATH AND OUTER SHEATH, CLAMPING OF THE SINGLE WIRE ARMOUR, SEALING WASHER AND LOCK NUT, SUITABLE FOR CU/XLPE/LSH/SWA/PVC CABLE, WITH EARTH TAG AND BLACK COLOR PVC SHROUD,ACCORDING TO THE IEC 62444, IEC 60529. (M63*1.5) | 63mm | 1071-O2-EL-PO-037-6005-A0-0-002 | OPEN PACKING LIST | Noor Mehvar Fars | 3 | PCS | 3 | [55 empty] | 0
3386 | Spare | EPSE04EAAA6FN2T3 |  | GLAND | Cable Gland | CABLE GLAND, MADE OF NICKEL PLATED BRASS, EXD llB, IP65,ISO THREADED, C/W SEALING OF INNER SHEATH AND OUTER SHEATH, CLAMPING OF THE SINGLE WIRE ARMOUR, SEALING WASHER AND LOCK NUT, SUITABLE FOR CU/XLPE/LSH/SWA/PVC CABLE, WITH EARTH TAG AND BLACK COLOR PVC SHROUD,ACCORDING TO THE IEC 62444, IEC 60529. (M25*1.5) | 25mm | 1071-O2-EL-PO-037-6005-A0-0-003 | OPEN PACKING LIST | Noor Mehvar Fars | 18 SET CABLE GLAND & 9 PCS SHROUDS | PCS | #VALUE! | [55 empty] | #VALUE!
3387 | Spare | EPSE05EAAI6FN000 |  | GLAND | Cable Gland | CABLE GLAND, MADE OF NICKEL PLATED BRASS, INDUSTRIAL TYPE, IP65,ISO THREADED, C/W SEALING OF INNER SHEATH AND OUTER SHEATH, CLAMPING OF THE SINGLE WIRE ARMOUR, SEALING WASHER AND LOCK NUT, SUITABLE FOR CU/XLPE/LSH/SWA/PVC CABLE, WITH EARTH TAG AND BLACK COLOR PVC SHROUD,ACCORDING TO THE IEC 62444, IEC 60529. (M32*1.5) | 32mm | 1071-O2-EL-PO-037-6005-A0-0-003 | OPEN PACKING LIST | Noor Mehvar Fars | 17 PCS OF SHROUD & 1 PCS OF LOCKNUT | PCS | #VALUE! | [55 empty] | #VALUE!
3388 | Spare | EPSE06EAAI6FN000 |  | GLAND | Cable Gland | CABLE GLAND, MADE OF NICKEL PLATED BRASS, INDUSTRIAL TYPE, IP65,ISO THREADED, C/W SEALING OF INNER SHEATH AND OUTER SHEATH, CLAMPING OF THE SINGLE WIRE ARMOUR, SEALING WASHER AND LOCK NUT, SUITABLE FOR CU/XLPE/LSH/SWA/PVC CABLE, WITH EARTH TAG AND BLACK COLOR PVC SHROUD,ACCORDING TO THE IEC 62444, IEC 60529. (M40*1.5) | 40mm | 1071-O2-EL-PO-037-6005-A0-0-003 | OPEN PACKING LIST | Noor Mehvar Fars | 7 PCS OF SEALING WASHER & 5 PCS OF SHROUD | PCS | #VALUE! | [55 empty] | #VALUE!
3389 | Spare | EPSE12EAAI6FN000 |  | GLAND | Cable Gland | CABLE GLAND, MADE OF NICKEL PLATED BRASS, INDUSTRIAL TYPE, IP65,ISO THREADED, C/W SEALING OF INNER SHEATH AND OUTER SHEATH, CLAMPING OF THE SINGLE WIRE ARMOUR, SEALING WASHER AND LOCK NUT, SUITABLE FOR CU/XLPE/LSH/SWA/PVC CABLE, WITH EARTH TAG AND BLACK COLOR PVC SHROUD,ACCORDING TO THE IEC 62444, IEC 60529. (M90*2) | 90mm | 1071-O2-EL-PO-037-6005-A0-0-003 | OPEN PACKING LIST | Noor Mehvar Fars | 1 PCS OF SEALING WASHER & 1 PCS OF EARTH TAG & 1 PCS OF LOCKNUT | PCS | #VALUE! | [55 empty] | #VALUE!
3390 | Spare | EPSE08LAAI6FN000 |  | GLAND | Cable Gland | CABLE GLAND, MADE OF NICKEL PLATED BRASS, INDUSTRIAL TYPE, IP65,ISO THREADED, C/W SEALING OF INNER SHEATH AND OUTER SHEATH, CLAMPING OF THE SINGLE WIRE ARMOUR, SEALING WASHER AND LOCK NUT, SUITABLE FOR CU/XLPE/SWA/PVC CABLE, WITH EARTH TAG AND BLACK COLOR PVC SHROUD,ACCORDING TO THE IEC 62444, IEC 60529. (M63*1.5) | 63mm | 1071-O2-EL-PO-037-6005-A0-0-003 | OPEN PACKING LIST | Noor Mehvar Fars | 6 PCS OF SHROUD | PCS | #VALUE! | [55 empty] | #VALUE!
3391 | Spare | EPSE07EAAI6FN000 |  | GLAND | Cable Gland | CABLE GLAND, MADE OF NICKEL PLATED BRASS, INDUSTRIAL TYPE, IP65,ISO THREADED, C/W SEALING OF INNER SHEATH AND OUTER SHEATH, CLAMPING OF THE SINGLE WIRE ARMOUR, SEALING WASHER AND LOCK NUT, SUITABLE FOR CU/XLPE/LSH/SWA/PVC CABLE, WITH EARTH TAG AND BLACK COLOR PVC SHROUD,ACCORDING TO THE IEC 62444, IEC 60529. (M50*1.5) | 50mm | 1071-O2-EL-PO-037-6005-A0-0-003 | OPEN PACKING LIST | Noor Mehvar Fars | 2 PCS OF SHROUD | PCS | #VALUE! | [55 empty] | #VALUE!
3392 | Spare | EPSE11EAAA6FN2T3 |  | GLAND | Cable Gland | CABLE GLAND, MADE OF NICKEL PLATED BRASS, INDUSTRIAL TYPE, IP65,ISO THREADED, C/W SEALING OF INNER SHEATH AND OUTER SHEATH, CLAMPING OF THE SINGLE WIRE ARMOUR, SEALING WASHER AND LOCK NUT, SUITABLE FOR CU/XLPE/LSH/SWA/PVC CABLE, WITH EARTH TAG AND BLACK COLOR PVC SHROUD,ACCORDING TO THE IEC 62444, IEC 60529. (M75*1.5) | 75mm | 1071-O2-EL-PO-037-6005-A0-0-003 | OPEN PACKING LIST | Noor Mehvar Fars | 1 PCS PF SHROUD | PCS | #VALUE! | [55 empty] | #VALUE!
3393 | Spare | EPSE04EAAI6FN000 |  | GLAND | Cable Gland | CABLE GLAND, MADE OF NICKEL PLATED BRASS, INDUSTRIAL TYPE, IP65,ISO THREADED, C/W SEALING OF INNER SHEATH AND OUTER SHEATH, CLAMPING OF THE SINGLE WIRE ARMOUR, SEALING WASHER AND LOCK NUT, SUITABLE FOR CU/XLPE/LSH/SWA/PVC CABLE, WITH EARTH TAG AND BLACK COLOR PVC SHROUD,ACCORDING TO THE IEC 62444, IEC 60529. (M25*1.5) | 25mm | 1071-O2-EL-PO-037-6005-A0-0-003 | OPEN PACKING LIST | Noor Mehvar Fars | 6 SET CABLE GLAND | PCS | #VALUE! | [55 empty] | #VALUE!
3394 | Spare | EPSE03LAAI6FN000 |  | GLAND | Cable Gland | CABLE GLAND, MADE OF NICKEL PLATED BRASS, INDUSTRIAL TYPE, IP65,ISO THREADED, C/W SEALING OF INNER SHEATH AND OUTER SHEATH, CLAMPING OF THE SINGLE WIRE ARMOUR, SEALING WASHER AND LOCK NUT, SUITABLE FOR CU/XLPE/SWA/PVC CABLE, WITH EARTH TAG AND BLACK COLOR PVC SHROUD,ACCORDING TO THE IEC 62444, IEC 60529. (M25*1.5) | 25mm | 1071-O2-EL-PO-037-6005-A0-0-003 | OPEN PACKING LIST | Noor Mehvar Fars | 54 | PCS | 54 | [55 empty] | 0
3395 | 20 | EYEY21LA6FN2T3 | P-20908A-M | LCS | LCS | SEMC TYPE EXD JUNCTION BOX EJB 110 | - | 1071-O2-EL-PO-016-6506-A0-0-001 | OPEN PACKING LIST | Mashin Sazi Shomal | 1 | PCS | 1 | [55 empty] | 0
3396 | 20 | EYEY21LA6FN2T3 | P-20908B-M | LCS | LCS | SEMC TYPE EXD JUNCTION BOX EJB 110 | - | 1071-O2-EL-PO-016-6506-A0-0-001 | OPEN PACKING LIST | Mashin Sazi Shomal | 1 | PCS | 1 | [55 empty] | 0
3397 | 20 | EYEY21LA6FN2T3 | P-20909B-M | LCS | LCS | SEMC TYPE EXD JUNCTION BOX EJB 110 | - | 1071-O2-EL-PO-016-6506-A0-0-001 | OPEN PACKING LIST | Mashin Sazi Shomal | 1 | PCS | 1 | [55 empty] | 0
3398 | 20 | EYEY21LA6FN2T3 | P-20909B-M | LCS | LCS | SEMC TYPE EXD JUNCTION BOX EJB 110 | - | 1071-O2-EL-PO-016-6506-A0-0-001 | OPEN PACKING LIST | Mashin Sazi Shomal | 1 | PCS | 1 | [55 empty] | 0
3399 | 35 | EYEY61AA6FN2T3 | P-3501A-M | LCS | LCS | SEMC TYPE EXD JUNCTION BOX EJB 110 | - | 1071-O2-EL-PO-016-6506-A0-0-001 | OPEN PACKING LIST | Mashin Sazi Shomal | 1 | PCS | 1 | [55 empty] | 0
3400 | 35 | EYEY61AA6FN2T3 | P-3501B-M | LCS | LCS | SEMC TYPE EXD JUNCTION BOX EJB 110 | - | 1071-O2-EL-PO-016-6506-A0-0-001 | OPEN PACKING LIST | Mashin Sazi Shomal | 1 | PCS | 1 | [55 empty] | 0
3401 | 35 | EYEY61AA6FN2T3 | P-3551A-M | LCS | LCS | SEMC TYPE EXD JUNCTION BOX EJB 110 | - | 1071-O2-EL-PO-016-6506-A0-0-001 | OPEN PACKING LIST | Mashin Sazi Shomal | 1 | PCS | 1 | [55 empty] | 0
3402 | 35 | EYEY61AA6FN2T3 | P-3551B-M | LCS | LCS | SEMC TYPE EXD JUNCTION BOX EJB 110 | - | 1071-O2-EL-PO-016-6506-A0-0-001 | OPEN PACKING LIST | Mashin Sazi Shomal | 1 | PCS | 1 | [55 empty] | 0
3403 | 35 | EYEY61AA6FN2T3 | P-3502A-M | LCS | LCS | SEMC TYPE EXD JUNCTION BOX EJB 110 | - | 1071-O2-EL-PO-016-6506-A0-0-001 | OPEN PACKING LIST | Mashin Sazi Shomal | 1 | PCS | 1 | [55 empty] | 0
3404 | 35 | EYEY61AA6FN2T3 | P-3502B-M | LCS | LCS | SEMC TYPE EXD JUNCTION BOX EJB 110 | - | 1071-O2-EL-PO-016-6506-A0-0-001 | OPEN PACKING LIST | Mashin Sazi Shomal | 1 | PCS | 1 | [55 empty] | 0
3405 | 46 | EYEY41AA6FN2T3 | P-4621A-M | LCS | LCS | SEMC TYPE EXD JUNCTION BOX EJB 110 | - | 1071-O2-EL-PO-016-6506-A0-0-001 | OPEN PACKING LIST | Mashin Sazi Shomal | 1 | PCS | 1 | [55 empty] | 0
3406 | 46 | EYEY41AA6FN2T3 | P-4621B-M | LCS | LCS | SEMC TYPE EXD JUNCTION BOX EJB 110 | - | 1071-O2-EL-PO-016-6506-A0-0-001 | OPEN PACKING LIST | Mashin Sazi Shomal | 1 | PCS | 1 | [55 empty] | 0
3407 | 46 | EYEY41AA6FN2T3 | P-4623A-M | LCS | LCS | SEMC TYPE EXD JUNCTION BOX EJB 110 | - | 1071-O2-EL-PO-016-6506-A0-0-001 | OPEN PACKING LIST | Mashin Sazi Shomal | 1 | PCS | 1 | [55 empty] | 0
3408 | 46 | EYEY41AA6FN2T3 | P-4623B-M | LCS | LCS | SEMC TYPE EXD JUNCTION BOX EJB 110 | - | 1071-O2-EL-PO-016-6506-A0-0-001 | OPEN PACKING LIST | Mashin Sazi Shomal | 1 | PCS | 1 | [55 empty] | 0
3409 | 46 | EYEY41AA6FN2T3 | P-4625A-M | LCS | LCS | SEMC TYPE EXD JUNCTION BOX EJB 110 | - | 1071-O2-EL-PO-016-6506-A0-0-001 | OPEN PACKING LIST | Mashin Sazi Shomal | 1 | PCS | 1 | [55 empty] | 0
3410 | 46 | EYEY41AA6FN2T3 | P-4625B-M | LCS | LCS | SEMC TYPE EXD JUNCTION BOX EJB 110 | - | 1071-O2-EL-PO-016-6506-A0-0-001 | OPEN PACKING LIST | Mashin Sazi Shomal | 1 | PCS | 1 | [55 empty] | 0
3411 | 46 | EYEY41AA6FN2T3 | P-4622A-M | LCS | LCS | SEMC TYPE EXD JUNCTION BOX EJB 110 | - | 1071-O2-EL-PO-016-6506-A0-0-001 | OPEN PACKING LIST | Mashin Sazi Shomal | 1 | PCS | 1 | [55 empty] | 0
3412 | 46 | EYEY41AA6FN2T3 | P-4622B-M | LCS | LCS | SEMC TYPE EXD JUNCTION BOX EJB 110 | - | 1071-O2-EL-PO-016-6506-A0-0-001 | OPEN PACKING LIST | Mashin Sazi Shomal | 1 | PCS | 1 | [55 empty] | 0
3413 | 46 | EYEY41AA6FN2T3 | P-4626A-M | LCS | LCS | SEMC TYPE EXD JUNCTION BOX EJB 110 | - | 1071-O2-EL-PO-016-6506-A0-0-001 | OPEN PACKING LIST | Mashin Sazi Shomal | 1 | PCS | 1 | [55 empty] | 0
3414 | 46 | EYEY41AA6FN2T3 | P-4626B-M | LCS | LCS | SEMC TYPE EXD JUNCTION BOX EJB 110 | - | 1071-O2-EL-PO-016-6506-A0-0-001 | OPEN PACKING LIST | Mashin Sazi Shomal | 1 | PCS | 1 | [55 empty] | 0
3415 | 46 | EYEY41AA6FN2T3 | P-4627A-M | LCS | LCS | SEMC TYPE EXD JUNCTION BOX EJB 110 | - | 1071-O2-EL-PO-016-6506-A0-0-001 | OPEN PACKING LIST | Mashin Sazi Shomal | 1 | PCS | 1 | [55 empty] | 0
3416 | 46 | EYEY41AA6FN2T3 | P-4627B-M | LCS | LCS | SEMC TYPE EXD JUNCTION BOX EJB 110 | - | 1071-O2-EL-PO-016-6506-A0-0-001 | OPEN PACKING LIST | Mashin Sazi Shomal | 1 | PCS | 1 | [55 empty] | 0
3417 | 46 | EYEY41AA6FN2T3 | P-4624A-M | LCS | LCS | SEMC TYPE EXD JUNCTION BOX EJB 110 | - | 1071-O2-EL-PO-016-6506-A0-0-001 | OPEN PACKING LIST | Mashin Sazi Shomal | 1 | PCS | 1 | [55 empty] | 0
3418 | 46 | EYEY41AA6FN2T3 | P-4624B-M | LCS | LCS | SEMC TYPE EXD JUNCTION BOX EJB 110 | - | 1071-O2-EL-PO-016-6506-A0-0-001 | OPEN PACKING LIST | Mashin Sazi Shomal | 1 | PCS | 1 | [55 empty] | 0
3419 | 46 | EYEY41AA6FN2T3 | P-4630A-M | LCS | LCS | SEMC TYPE EXD JUNCTION BOX EJB 110 | - | 1071-O2-EL-PO-016-6506-A0-0-001 | OPEN PACKING LIST | Mashin Sazi Shomal | 1 | PCS | 1 | [55 empty] | 0
3420 | 46 | EYEY41AA6FN2T3 | P-4630B-M | LCS | LCS | SEMC TYPE EXD JUNCTION BOX EJB 110 | - | 1071-O2-EL-PO-016-6506-A0-0-001 | OPEN PACKING LIST | Mashin Sazi Shomal | 1 | PCS | 1 | [55 empty] | 0
3421 | 46 | EYEY41AA6FN2T3 | P-4630C-M | LCS | LCS | SEMC TYPE EXD JUNCTION BOX EJB 110 | - | 1071-O2-EL-PO-016-6506-A0-0-001 | OPEN PACKING LIST | Mashin Sazi Shomal | 1 | PCS | 1 | [55 empty] | 0
3422 | 46 | EYEY41AA6FN2T3 | P-4628A-M | LCS | LCS | SEMC TYPE EXD JUNCTION BOX EJB 110 | - | 1071-O2-EL-PO-016-6506-A0-0-001 | OPEN PACKING LIST | Mashin Sazi Shomal | 1 | PCS | 1 | [55 empty] | 0
3423 | 46 | EYEY41AA6FN2T3 | P-4628B-M | LCS | LCS | SEMC TYPE EXD JUNCTION BOX EJB 110 | - | 1071-O2-EL-PO-016-6506-A0-0-001 | OPEN PACKING LIST | Mashin Sazi Shomal | 1 | PCS | 1 | [55 empty] | 0
3424 | 51 | EYEY21LA6FN2T3 | P-5101A-M | LCS | LCS | SEMC TYPE EXD JUNCTION BOX EJB 110 | - | 1071-O2-EL-PO-016-6506-A0-0-001 | OPEN PACKING LIST | Mashin Sazi Shomal | 1 | PCS | 0 |  | ODCC-EL-IGC-0204 | IGC | 2021-12-30 | 1 | 1 | [49 empty] | 1
3425 | 51 | EYEY21LA6FN2T3 | P-5101B-M | LCS | LCS | SEMC TYPE EXD JUNCTION BOX EJB 110 | - | 1071-O2-EL-PO-016-6506-A0-0-001 | OPEN PACKING LIST | Mashin Sazi Shomal | 1 | PCS | 0 |  | ODCC-EL-IGC-0204 | IGC | 2021-12-30 | 1 | 1 | [49 empty] | 1
3426 | 51 | EYEY21LA6FN2T3 | P-5102A-M | LCS | LCS | SEMC TYPE EXD JUNCTION BOX EJB 110 | - | 1071-O2-EL-PO-016-6506-A0-0-001 | OPEN PACKING LIST | Mashin Sazi Shomal | 1 | PCS | 0 |  | ODCC-EL-IGC-0204 | IGC | 2021-12-30 | 1 | 1 | [49 empty] | 1
3427 | 51 | EYEY21LA6FN2T3 | P-5102B-M | LCS | LCS | SEMC TYPE EXD JUNCTION BOX EJB 110 | - | 1071-O2-EL-PO-016-6506-A0-0-001 | OPEN PACKING LIST | Mashin Sazi Shomal | 1 | PCS | 0 |  | ODCC-EL-IGC-0204 | IGC | 2021-12-30 | 1 | 1 | [49 empty] | 1
3428 | 51 | EYEY21LA6FN2T3 | P-5107A-M | LCS | LCS | SEMC TYPE EXD JUNCTION BOX EJB 110 | - | 1071-O2-EL-PO-016-6506-A0-0-001 | OPEN PACKING LIST | Mashin Sazi Shomal | 1 | PCS | 0 |  | ODCC-EL-IGC-0204 | IGC | 2021-12-30 | 1 | 1 | [49 empty] | 1
3429 | 51 | EYEY21LA6FN2T3 | P-5107B-M | LCS | LCS | SEMC TYPE EXD JUNCTION BOX EJB 110 | - | 1071-O2-EL-PO-016-6506-A0-0-001 | OPEN PACKING LIST | Mashin Sazi Shomal | 1 | PCS | 0 |  | ODCC-EL-IGC-0204 | IGC | 2021-12-30 | 1 | 1 | [49 empty] | 1
3430 | 51 | EYEY21LA6FN2T3 | P-5105A-M | LCS | LCS | SEMC TYPE EXD JUNCTION BOX EJB 110 | - | 1071-O2-EL-PO-016-6506-A0-0-001 | OPEN PACKING LIST | Mashin Sazi Shomal | 1 | PCS | 0 |  | ODCC-EL-IGC-0204 | IGC | 2021-12-30 | 1 | 1 | [49 empty] | 1
3431 | 51 | EYEY21LA6FN2T3 | P-5105B-M | LCS | LCS | SEMC TYPE EXD JUNCTION BOX EJB 110 | - | 1071-O2-EL-PO-016-6506-A0-0-001 | OPEN PACKING LIST | Mashin Sazi Shomal | 1 | PCS | 0 |  | ODCC-EL-IGC-0204 | IGC | 2021-12-30 | 1 | 1 | [49 empty] | 1
3432 | 51 | EYEY21LA6FN2T3 | P-5108A-M | LCS | LCS | SEMC TYPE EXD JUNCTION BOX EJB 110 | - | 1071-O2-EL-PO-016-6506-A0-0-001 | OPEN PACKING LIST | Mashin Sazi Shomal | 1 | PCS | 0 |  | ODCC-EL-IGC-0204 | IGC | 2021-12-30 | 1 | 1 | [49 empty] | 1
3433 | 51 | EYEY21LA6FN2T3 | P-5108B-M | LCS | LCS | SEMC TYPE EXD JUNCTION BOX EJB 110 | - | 1071-O2-EL-PO-016-6506-A0-0-001 | OPEN PACKING LIST | Mashin Sazi Shomal | 1 | PCS | 0 |  | ODCC-EL-IGC-0204 | IGC | 2021-12-30 | 1 | 1 | [49 empty] | 1
3434 | 51 | EYEY21LA6FN2T3 | P-5110A-M | LCS | LCS | SEMC TYPE EXD JUNCTION BOX EJB 110 | - | 1071-O2-EL-PO-016-6506-A0-0-001 | OPEN PACKING LIST | Mashin Sazi Shomal | 1 | PCS | 0 |  | ODCC-EL-IGC-0204 | IGC | 2021-12-30 | 1 | 1 | [49 empty] | 1
3435 | 51 | EYEY21LA6FN2T3 | P-5110B-M | LCS | LCS | SEMC TYPE EXD JUNCTION BOX EJB 110 | - | 1071-O2-EL-PO-016-6506-A0-0-001 | OPEN PACKING LIST | Mashin Sazi Shomal | 1 | PCS | 0 |  | ODCC-EL-IGC-0204 | IGC | 2021-12-30 | 1 | 1 | [49 empty] | 1
3436 | 51 | EYEY21LA6FN2T3 | P-5106A-M | LCS | LCS | SEMC TYPE EXD JUNCTION BOX EJB 110 | - | 1071-O2-EL-PO-016-6506-A0-0-001 | OPEN PACKING LIST | Mashin Sazi Shomal | 1 | PCS | 0 |  | ODCC-EL-IGC-0204 | IGC | 2021-12-30 | 1 | 1 | [49 empty] | 1
3437 | 51 | EYEY21LA6FN2T3 | P-5106B-M | LCS | LCS | SEMC TYPE EXD JUNCTION BOX EJB 110 | - | 1071-O2-EL-PO-016-6506-A0-0-001 | OPEN PACKING LIST | Mashin Sazi Shomal | 1 | PCS | 0 |  | ODCC-EL-IGC-0204 | IGC | 2021-12-30 | 1 | 1 | [49 empty] | 1
3438 | 51 | EYEY21LA6FN2T3 | P-5113A-M | LCS | LCS | SEMC TYPE EXD JUNCTION BOX EJB 110 | - | 1071-O2-EL-PO-016-6506-A0-0-001 | OPEN PACKING LIST | Mashin Sazi Shomal | 1 | PCS | 0 |  | ODCC-EL-IGC-0204 | IGC | 2021-12-30 | 1 | 1 | [49 empty] | 1
3439 | 51 | EYEY21LA6FN2T3 | P-5113B-M | LCS | LCS | SEMC TYPE EXD JUNCTION BOX EJB 110 | - | 1071-O2-EL-PO-016-6506-A0-0-001 | OPEN PACKING LIST | Mashin Sazi Shomal | 1 | PCS | 0 |  | ODCC-EL-IGC-0204 | IGC | 2021-12-30 | 1 | 1 | [49 empty] | 1
3440 | 51 | EYEY21LA6FN2T3 | P-5120A-M | LCS | LCS | SEMC TYPE EXD JUNCTION BOX EJB 110 | - | 1071-O2-EL-PO-016-6506-A0-0-001 | OPEN PACKING LIST | Mashin Sazi Shomal | 1 | PCS | 0 |  | ODCC-EL-IGC-0204 | IGC | 2021-12-30 | 1 | 1 | [49 empty] | 1
3441 | 51 | EYEY21LA6FN2T3 | P-5120B-M | LCS | LCS | SEMC TYPE EXD JUNCTION BOX EJB 110 | - | 1071-O2-EL-PO-016-6506-A0-0-001 | OPEN PACKING LIST | Mashin Sazi Shomal | 1 | PCS | 0 |  | ODCC-EL-IGC-0204 | IGC | 2021-12-30 | 1 | 1 | [49 empty] | 1
3442 | 51 | EYEY21LA6FN2T3 | P-5121A-M | LCS | LCS | SEMC TYPE EXD JUNCTION BOX EJB 110 | - | 1071-O2-EL-PO-016-6506-A0-0-001 | OPEN PACKING LIST | Mashin Sazi Shomal | 1 | PCS | 0 |  | ODCC-EL-IGC-0204 | IGC | 2021-12-30 | 1 | 1 | [49 empty] | 1
3443 | 51 | EYEY21LA6FN2T3 | P-5121B-M | LCS | LCS | SEMC TYPE EXD JUNCTION BOX EJB 110 | - | 1071-O2-EL-PO-016-6506-A0-0-001 | OPEN PACKING LIST | Mashin Sazi Shomal | 1 | PCS | 0 |  | ODCC-EL-IGC-0204 | IGC | 2021-12-30 | 1 | 1 | [49 empty] | 1
3444 | 51 | EYEY21LA6FN2T3 | P-5122A-M | LCS | LCS | SEMC TYPE EXD JUNCTION BOX EJB 110 | - | 1071-O2-EL-PO-016-6506-A0-0-001 | OPEN PACKING LIST | Mashin Sazi Shomal | 1 | PCS | 0 |  | ODCC-EL-IGC-0204 | IGC | 2021-12-30 | 1 | 1 | [49 empty] | 1
3445 | 51 | EYEY21LA6FN2T3 | P-5122B-M | LCS | LCS | SEMC TYPE EXD JUNCTION BOX EJB 110 | - | 1071-O2-EL-PO-016-6506-A0-0-001 | OPEN PACKING LIST | Mashin Sazi Shomal | 1 | PCS | 0 |  | ODCC-EL-IGC-0204 | IGC | 2021-12-30 | 1 | 1 | [49 empty] | 1
3446 | 51 | EYEY21LA6FN2T3 | P-5122C-M | LCS | LCS | SEMC TYPE EXD JUNCTION BOX EJB 110 | - | 1071-O2-EL-PO-016-6506-A0-0-001 | OPEN PACKING LIST | Mashin Sazi Shomal | 1 | PCS | 0 |  | ODCC-EL-IGC-0204 | IGC | 2021-12-30 | 1 | 1 | [49 empty] | 1
3447 | 51 | EYEY21LA6FN2T3 | P-5123A-M | LCS | LCS | SEMC TYPE EXD JUNCTION BOX EJB 110 | - | 1071-O2-EL-PO-016-6506-A0-0-001 | OPEN PACKING LIST | Mashin Sazi Shomal | 1 | PCS | 0 |  | ODCC-EL-IGC-0204 | IGC | 2021-12-30 | 1 | 1 | [49 empty] | 1
3448 | 51 | EYEY21LA6FN2T3 | P-5123B-M | LCS | LCS | SEMC TYPE EXD JUNCTION BOX EJB 110 | - | 1071-O2-EL-PO-016-6506-A0-0-001 | OPEN PACKING LIST | Mashin Sazi Shomal | 1 | PCS | 0 |  | ODCC-EL-IGC-0204 | IGC | 2021-12-30 | 1 | 1 | [49 empty] | 1
3449 | 51 | EYEY21LA6FN2T3 | P-5112A-M | LCS | LCS | SEMC TYPE EXD JUNCTION BOX EJB 110 | - | 1071-O2-EL-PO-016-6506-A0-0-001 | OPEN PACKING LIST | Mashin Sazi Shomal | 1 | PCS | 0 |  | ODCC-EL-IGC-0204 | IGC | 2021-12-30 | 1 | 1 | [49 empty] | 1
3450 | 51 | EYEY21LA6FN2T3 | P-5112B-M | LCS | LCS | SEMC TYPE EXD JUNCTION BOX EJB 110 | - | 1071-O2-EL-PO-016-6506-A0-0-001 | OPEN PACKING LIST | Mashin Sazi Shomal | 1 | PCS | 0 |  | ODCC-EL-IGC-0204 | IGC | 2021-12-30 | 1 | 1 | [49 empty] | 1
3451 | 51 | EYEY21LA6FN2T3 | P-5109A-M | LCS | LCS | SEMC TYPE EXD JUNCTION BOX EJB 110 | - | 1071-O2-EL-PO-016-6506-A0-0-001 | OPEN PACKING LIST | Mashin Sazi Shomal | 1 | PCS | 0 |  | ODCC-EL-IGC-0204 | IGC | 2021-12-30 | 1 | 1 | [49 empty] | 1
3452 | 51 | EYEY21LA6FN2T3 | P-5109B-M | LCS | LCS | SEMC TYPE EXD JUNCTION BOX EJB 110 | - | 1071-O2-EL-PO-016-6506-A0-0-001 | OPEN PACKING LIST | Mashin Sazi Shomal | 1 | PCS | 0 |  | ODCC-EL-IGC-0204 | IGC | 2021-12-30 | 1 | 1 | [49 empty] | 1
3453 | 51 | EYEY21LA6FN2T3 | P-5111A-M | LCS | LCS | SEMC TYPE EXD JUNCTION BOX EJB 110 | - | 1071-O2-EL-PO-016-6506-A0-0-001 | OPEN PACKING LIST | Mashin Sazi Shomal | 1 | PCS | 0 |  | ODCC-EL-IGC-0191 | IGC | 2021-08-15 | 1 | 1 | manual | [48 empty] | 1
3454 | 51 | EYEY21LA6FN2T3 | P-5111B-M | LCS | LCS | SEMC TYPE EXD JUNCTION BOX EJB 110 | - | 1071-O2-EL-PO-016-6506-A0-0-001 | OPEN PACKING LIST | Mashin Sazi Shomal | 1 | PCS | 0 |  | ODCC-EL-IGC-0204 | IGC | 2021-12-30 | 1 | 1 | [49 empty] | 1
3455 | 51 | EYEY21LA6FN2T3 | P-5124A-M | LCS | LCS | SEMC TYPE EXD JUNCTION BOX EJB 110 | - | 1071-O2-EL-PO-016-6506-A0-0-001 | OPEN PACKING LIST | Mashin Sazi Shomal | 1 | PCS | 0 |  | ODCC-EL-IGC-0204 | IGC | 2021-12-30 | 1 | 1 | [49 empty] | 1
3456 | 51 | EYEY21LA6FN2T3 | P-5124B-M | LCS | LCS | SEMC TYPE EXD JUNCTION BOX EJB 110 | - | 1071-O2-EL-PO-016-6506-A0-0-001 | OPEN PACKING LIST | Mashin Sazi Shomal | 1 | PCS | 0 |  | ODCC-EL-IGC-0204 | IGC | 2021-12-30 | 1 | 1 | [49 empty] | 1
3457 | 51 | EYEY21LA6FN2T3 | P-5125A-M | LCS | LCS | SEMC TYPE EXD JUNCTION BOX EJB 110 | - | 1071-O2-EL-PO-016-6506-A0-0-001 | OPEN PACKING LIST | Mashin Sazi Shomal | 1 | PCS | 0 |  | ODCC-EL-IGC-0204 | IGC | 2021-12-30 | 1 | 1 | [49 empty] | 1
3458 | 51 | EYEY21LA6FN2T3 | P-5125B-M | LCS | LCS | SEMC TYPE EXD JUNCTION BOX EJB 110 | - | 1071-O2-EL-PO-016-6506-A0-0-001 | OPEN PACKING LIST | Mashin Sazi Shomal | 1 | PCS | 0 |  | ODCC-EL-IGC-0204 | IGC | 2021-12-30 | 1 | 1 | [49 empty] | 1
3459 | 51 | EYEY21LA6FN2T3 | P-5126A-M | LCS | LCS | SEMC TYPE EXD JUNCTION BOX EJB 110 | - | 1071-O2-EL-PO-016-6506-A0-0-001 | OPEN PACKING LIST | Mashin Sazi Shomal | 1 | PCS | 0 |  | ODCC-EL-IGC-0204 | IGC | 2021-12-30 | 1 | 1 | [49 empty] | 1
3460 | 51 | EYEY21LA6FN2T3 | P-5126B-M | LCS | LCS | SEMC TYPE EXD JUNCTION BOX EJB 110 | - | 1071-O2-EL-PO-016-6506-A0-0-001 | OPEN PACKING LIST | Mashin Sazi Shomal | 1 | PCS | 0 |  | ODCC-EL-IGC-0204 | IGC | 2021-12-30 | 1 | 1 | [49 empty] | 1
3461 | 51 | EYEY21LA6FN2T3 | P-5127A-M | LCS | LCS | SEMC TYPE EXD JUNCTION BOX EJB 110 | - | 1071-O2-EL-PO-016-6506-A0-0-001 | OPEN PACKING LIST | Mashin Sazi Shomal | 1 | PCS | 0 |  | ODCC-EL-IGC-0204 | IGC | 2021-12-30 | 1 | 1 | [49 empty] | 1
3462 | 51 | EYEY21LA6FN2T3 | P-5127B-M | LCS | LCS | SEMC TYPE EXD JUNCTION BOX EJB 110 | - | 1071-O2-EL-PO-016-6506-A0-0-001 | OPEN PACKING LIST | Mashin Sazi Shomal | 1 | PCS | 0 |  | ODCC-EL-IGC-0204 | IGC | 2021-12-30 | 1 | 1 | [49 empty] | 1
3463 | 51 | EYEY61AA6FN2T3 | P-5130-M | LCS | LCS | SEMC TYPE EXD JUNCTION BOX EJB 110 | 10*2.5 | 1071-O2-EL-PO-016-6506-A0-0-001 | OPEN PACKING LIST | Mashin Sazi Shomal | 1 | PCS | 0 |  | ODCC-EL-IGC-0204 | IGC | 2021-12-30 | 1 | 1 | [49 empty] | 1
3464 | 51 | EYEY21LA6FN2T3 | P-5104A-M | LCS | LCS | SEMC TYPE EXD JUNCTION BOX EJB 110 | - | 1071-O2-EL-PO-016-6506-A0-0-001 | OPEN PACKING LIST | Mashin Sazi Shomal | 1 | PCS | 0 |  | ODCC-EL-IGC-0204 | IGC | 2021-12-30 | 1 | 1 | [49 empty] | 1
3465 | 51 | EYEY21LA6FN2T3 | P-5104B-M | LCS | LCS | SEMC TYPE EXD JUNCTION BOX EJB 110 | - | 1071-O2-EL-PO-016-6506-A0-0-001 | OPEN PACKING LIST | Mashin Sazi Shomal | 1 | PCS | 0 |  | ODCC-EL-IGC-0204 | IGC | 2021-12-30 | 1 | 1 | [49 empty] | 1
3466 | 51 | EYEY21LA6FN2T3 | P-5118A-M | LCS | LCS | SEMC TYPE EXD JUNCTION BOX EJB 110 | - | 1071-O2-EL-PO-016-6506-A0-0-001 | OPEN PACKING LIST | Mashin Sazi Shomal | 1 | PCS | 0 |  | ODCC-EL-IGC-0204 | IGC | 2021-12-30 | 1 | 1 | [49 empty] | 1
3467 | 51 | EYEY21LA6FN2T3 | P-5118B-M | LCS | LCS | SEMC TYPE EXD JUNCTION BOX EJB 110 | - | 1071-O2-EL-PO-016-6506-A0-0-001 | OPEN PACKING LIST | Mashin Sazi Shomal | 1 | PCS | 0 |  | ODCC-EL-IGC-0204 | IGC | 2021-12-30 | 1 | 1 | [49 empty] | 1
3468 | 51 | EYEY21LA6FN2T3 | EM-5128-1 | LCS | LCS | SEMC TYPE EXD JUNCTION BOX EJB 110 | - | 1071-O2-EL-PO-016-6506-A0-0-001 | OPEN PACKING LIST | Mashin Sazi Shomal | 1 | PCS | 0 |  | ODCC-EL-IGC-0178 | IGC | 2021-11-22 | 1 | 1 | [49 empty] | 1
3469 | 51 | EYEY21LA6FN2T3 | EM-5128-2 | LCS | LCS | SEMC TYPE EXD JUNCTION BOX EJB 110 | - | 1071-O2-EL-PO-016-6506-A0-0-001 | OPEN PACKING LIST | Mashin Sazi Shomal | 1 | PCS | 0 |  | ODCC-EL-IGC-0178 | IGC | 2021-11-22 | 1 | 1 | [49 empty] | 1
3470 | 51 | EYEY21LA6FN2T3 | EM-5128-3 | LCS | LCS | SEMC TYPE EXD JUNCTION BOX EJB 110 | - | 1071-O2-EL-PO-016-6506-A0-0-001 | OPEN PACKING LIST | Mashin Sazi Shomal | 1 | PCS | 0 |  | ODCC-EL-IGC-0178 | IGC | 2021-11-22 | 1 | 1 | [49 empty] | 1
3471 | 51 | EYEY21LA6FN2T3 | EM-5128-4 | LCS | LCS | SEMC TYPE EXD JUNCTION BOX EJB 110 | - | 1071-O2-EL-PO-016-6506-A0-0-001 | OPEN PACKING LIST | Mashin Sazi Shomal | 1 | PCS | 0 |  | ODCC-EL-IGC-0178 | IGC | 2021-11-22 | 1 | 1 | [49 empty] | 1
3472 | 51 | EYEY21LA6FN2T3 | EM-5128-5 | LCS | LCS | SEMC TYPE EXD JUNCTION BOX EJB 110 | - | 1071-O2-EL-PO-016-6506-A0-0-001 | OPEN PACKING LIST | Mashin Sazi Shomal | 1 | PCS | 0 |  | ODCC-EL-IGC-0178 | IGC | 2021-11-22 | 1 | 1 | [49 empty] | 1
3473 | 51 | EYEY21LA6FN2T3 | EM-5128-6 | LCS | LCS | SEMC TYPE EXD JUNCTION BOX EJB 110 | - | 1071-O2-EL-PO-016-6506-A0-0-001 | OPEN PACKING LIST | Mashin Sazi Shomal | 1 | PCS | 0 |  | ODCC-EL-IGC-0178 | IGC | 2021-11-22 | 1 | 1 | [49 empty] | 1
3474 | 51 | EYEY21LA6FN2T3 | EM-5117-1 | LCS | LCS | SEMC TYPE EXD JUNCTION BOX EJB 110 | - | 1071-O2-EL-PO-016-6506-A0-0-001 | OPEN PACKING LIST | Mashin Sazi Shomal | 1 | PCS | 0 |  | ODCC-EL-IGC-0178 | IGC | 2021-11-22 | 1 | 1 | [49 empty] | 1
3475 | 51 | EYEY21LA6FN2T3 | EM-5117-2 | LCS | LCS | SEMC TYPE EXD JUNCTION BOX EJB 110 | - | 1071-O2-EL-PO-016-6506-A0-0-001 | OPEN PACKING LIST | Mashin Sazi Shomal | 1 | PCS | 0 |  | ODCC-EL-IGC-0178 | IGC | 2021-11-22 | 1 | 1 | [49 empty] | 1
3476 | 51 | EYEY21LA6FN2T3 | EM-5117-3 | LCS | LCS | SEMC TYPE EXD JUNCTION BOX EJB 110 | - | 1071-O2-EL-PO-016-6506-A0-0-001 | OPEN PACKING LIST | Mashin Sazi Shomal | 1 | PCS | 0 |  | ODCC-EL-IGC-0178 | IGC | 2021-11-22 | 1 | 1 | [49 empty] | 1
3477 | 51 | EYEY21LA6FN2T3 | EM-5117-4 | LCS | LCS | SEMC TYPE EXD JUNCTION BOX EJB 110 | - | 1071-O2-EL-PO-016-6506-A0-0-001 | OPEN PACKING LIST | Mashin Sazi Shomal | 1 | PCS | 0 |  | ODCC-EL-IGC-0178 | IGC | 2021-11-22 | 1 | 1 | [49 empty] | 1
3478 | 51 | EYEY21LA6FN2T3 | EM-5117-5 | LCS | LCS | SEMC TYPE EXD JUNCTION BOX EJB 110 | - | 1071-O2-EL-PO-016-6506-A0-0-001 | OPEN PACKING LIST | Mashin Sazi Shomal | 1 | PCS | 0 |  | ODCC-EL-IGC-0178 | IGC | 2021-11-22 | 1 | 1 | [49 empty] | 1
3479 | 51 | EYEY21LA6FN2T3 | EM-5117-6 | LCS | LCS | SEMC TYPE EXD JUNCTION BOX EJB 110 | - | 1071-O2-EL-PO-016-6506-A0-0-001 | OPEN PACKING LIST | Mashin Sazi Shomal | 1 | PCS | 0 |  | ODCC-EL-IGC-0178 | IGC | 2021-11-22 | 1 | 1 | [49 empty] | 1
3480 | 51 | EYEY21LA6FN2T3 | EM-5117-7 | LCS | LCS | SEMC TYPE EXD JUNCTION BOX EJB 110 | - | 1071-O2-EL-PO-016-6506-A0-0-001 | OPEN PACKING LIST | Mashin Sazi Shomal | 1 | PCS | 0 |  | ODCC-EL-IGC-0178 | IGC | 2021-11-22 | 1 | 1 | [49 empty] | 1
3481 | 51 | EYEY21LA6FN2T3 | EM-5117-8 | LCS | LCS | SEMC TYPE EXD JUNCTION BOX EJB 110 | - | 1071-O2-EL-PO-016-6506-A0-0-001 | OPEN PACKING LIST | Mashin Sazi Shomal | 1 | PCS | 0 |  | ODCC-EL-IGC-0178 | IGC | 2021-11-22 | 1 | 1 | [49 empty] | 1
3482 | 51 | EYEY21LA6FN2T3 | EM-5117-9 | LCS | LCS | SEMC TYPE EXD JUNCTION BOX EJB 110 | - | 1071-O2-EL-PO-016-6506-A0-0-001 | OPEN PACKING LIST | Mashin Sazi Shomal | 1 | PCS | 0 |  | ODCC-EL-IGC-0178 | IGC | 2021-11-22 | 1 | 1 | [49 empty] | 1
3483 | 51 | EYEY21LA6FN2T3 | EM-5117-10 | LCS | LCS | SEMC TYPE EXD JUNCTION BOX EJB 110 | - | 1071-O2-EL-PO-016-6506-A0-0-001 | OPEN PACKING LIST | Mashin Sazi Shomal | 1 | PCS | 0 |  | ODCC-EL-IGC-0178 | IGC | 2021-11-22 | 1 | 1 | [49 empty] | 1
3484 | 51 | EYEY21LA6FN2T3 | EM-5117-11 | LCS | LCS | SEMC TYPE EXD JUNCTION BOX EJB 110 | - | 1071-O2-EL-PO-016-6506-A0-0-001 | OPEN PACKING LIST | Mashin Sazi Shomal | 1 | PCS | 0 |  | ODCC-EL-IGC-0178 | IGC | 2021-11-22 | 1 | 1 | [49 empty] | 1
3485 | 51 | EYEY21LA6FN2T3 | EM-5117-12 | LCS | LCS | SEMC TYPE EXD JUNCTION BOX EJB 110 | - | 1071-O2-EL-PO-016-6506-A0-0-001 | OPEN PACKING LIST | Mashin Sazi Shomal | 1 | PCS | 0 |  | ODCC-EL-IGC-0178 | IGC | 2021-11-22 | 1 | 1 | [49 empty] | 1
3486 | 51 | EYEY21LA6FN2T3 | EM-5117-13 | LCS | LCS | SEMC TYPE EXD JUNCTION BOX EJB 110 | - | 1071-O2-EL-PO-016-6506-A0-0-001 | OPEN PACKING LIST | Mashin Sazi Shomal | 1 | PCS | 0 |  | ODCC-EL-IGC-0178 | IGC | 2021-11-22 | 1 | 1 | [49 empty] | 1
3487 | 51 | EYEY21LA6FN2T3 | EM-5117-14 | LCS | LCS | SEMC TYPE EXD JUNCTION BOX EJB 110 | - | 1071-O2-EL-PO-016-6506-A0-0-001 | OPEN PACKING LIST | Mashin Sazi Shomal | 1 | PCS | 0 |  | ODCC-EL-IGC-0178 | IGC | 2021-11-22 | 1 | 1 | [49 empty] | 1
3488 | 51 | EYEY21LA6FN2T3 | EM-5117-15 | LCS | LCS | SEMC TYPE EXD JUNCTION BOX EJB 110 | - | 1071-O2-EL-PO-016-6506-A0-0-001 | OPEN PACKING LIST | Mashin Sazi Shomal | 1 | PCS | 0 |  | ODCC-EL-IGC-0178 | IGC | 2021-11-22 | 1 | 1 | [49 empty] | 1
3489 | 51 | EYEY21LA6FN2T3 | EM-5117-16 | LCS | LCS | SEMC TYPE EXD JUNCTION BOX EJB 110 | - | 1071-O2-EL-PO-016-6506-A0-0-001 | OPEN PACKING LIST | Mashin Sazi Shomal | 1 | PCS | 0 |  | ODCC-EL-IGC-0178 | IGC | 2021-11-22 | 1 | 1 | [49 empty] | 1
3490 | 51 | EYEY21LA6FN2T3 | EM-5116-1 | LCS | LCS | SEMC TYPE EXD JUNCTION BOX EJB 110 | - | 1071-O2-EL-PO-016-6506-A0-0-001 | OPEN PACKING LIST | Mashin Sazi Shomal | 1 | PCS | 0 |  | ODCC-EL-IGC-0178 | IGC | 2021-11-22 | 1 | 1 | [49 empty] | 1
3491 | 51 | EYEY21LA6FN2T3 | EM-5116-2 | LCS | LCS | SEMC TYPE EXD JUNCTION BOX EJB 110 | - | 1071-O2-EL-PO-016-6506-A0-0-001 | OPEN PACKING LIST | Mashin Sazi Shomal | 1 | PCS | 0 |  | ODCC-EL-IGC-0178 | IGC | 2021-11-22 | 1 | 1 | [49 empty] | 1
3492 | 51 | EYEY21LA6FN2T3 | EM-5116-3 | LCS | LCS | SEMC TYPE EXD JUNCTION BOX EJB 110 | - | 1071-O2-EL-PO-016-6506-A0-0-001 | OPEN PACKING LIST | Mashin Sazi Shomal | 1 | PCS | 0 |  | ODCC-EL-IGC-0178 | IGC | 2021-11-22 | 1 | 1 | [49 empty] | 1
3493 | 51 | EYEY21LA6FN2T3 | EM-5116-4 | LCS | LCS | SEMC TYPE EXD JUNCTION BOX EJB 110 | - | 1071-O2-EL-PO-016-6506-A0-0-001 | OPEN PACKING LIST | Mashin Sazi Shomal | 1 | PCS | 0 |  | ODCC-EL-IGC-0178 | IGC | 2021-11-22 | 1 | 1 | [49 empty] | 1
3494 | 51 | EYEY21LA6FN2T3 | EM-5116-5 | LCS | LCS | SEMC TYPE EXD JUNCTION BOX EJB 110 | - | 1071-O2-EL-PO-016-6506-A0-0-001 | OPEN PACKING LIST | Mashin Sazi Shomal | 1 | PCS | 0 |  | ODCC-EL-IGC-0178 | IGC | 2021-11-22 | 1 | 1 | [49 empty] | 1
3495 | 51 | EYEY21LA6FN2T3 | EM-5116-6 | LCS | LCS | SEMC TYPE EXD JUNCTION BOX EJB 110 | - | 1071-O2-EL-PO-016-6506-A0-0-001 | OPEN PACKING LIST | Mashin Sazi Shomal | 1 | PCS | 0 |  | ODCC-EL-IGC-0178 | IGC | 2021-11-22 | 1 | 1 | [49 empty] | 1
3496 | 51 | EYEY21LA6FN2T3 | EM-5116-7 | LCS | LCS | SEMC TYPE EXD JUNCTION BOX EJB 110 | - | 1071-O2-EL-PO-016-6506-A0-0-001 | OPEN PACKING LIST | Mashin Sazi Shomal | 1 | PCS | 0 |  | ODCC-EL-IGC-0178 | IGC | 2021-11-22 | 1 | 1 | [49 empty] | 1
3497 | 51 | EYEY21LA6FN2T3 | EM-5116-8 | LCS | LCS | SEMC TYPE EXD JUNCTION BOX EJB 110 | - | 1071-O2-EL-PO-016-6506-A0-0-001 | OPEN PACKING LIST | Mashin Sazi Shomal | 1 | PCS | 0 |  | ODCC-EL-IGC-0178 | IGC | 2021-11-22 | 1 | 1 | [49 empty] | 1
3498 | 51 | EYEY21LA6FN2T3 | EM-5116-9 | LCS | LCS | SEMC TYPE EXD JUNCTION BOX EJB 110 | - | 1071-O2-EL-PO-016-6506-A0-0-001 | OPEN PACKING LIST | Mashin Sazi Shomal | 1 | PCS | 0 |  | ODCC-EL-IGC-0178 | IGC | 2021-11-22 | 1 | 1 | [49 empty] | 1
3499 | 51 | EYEY21LA6FN2T3 | EM-5116-10 | LCS | LCS | SEMC TYPE EXD JUNCTION BOX EJB 110 | - | 1071-O2-EL-PO-016-6506-A0-0-001 | OPEN PACKING LIST | Mashin Sazi Shomal | 1 | PCS | 0 |  | ODCC-EL-IGC-0178 | IGC | 2021-11-22 | 1 | 1 | [49 empty] | 1
3500 | 51 | EYEY21LA6FN2T3 | EM-5116-11 | LCS | LCS | SEMC TYPE EXD JUNCTION BOX EJB 110 | - | 1071-O2-EL-PO-016-6506-A0-0-001 | OPEN PACKING LIST | Mashin Sazi Shomal | 1 | PCS | 0 |  | ODCC-EL-IGC-0178 | IGC | 2021-11-22 | 1 | 1 | [49 empty] | 1
3501 | 51 | EYEY21LA6FN2T3 | EM-5116-12 | LCS | LCS | SEMC TYPE EXD JUNCTION BOX EJB 110 | - | 1071-O2-EL-PO-016-6506-A0-0-001 | OPEN PACKING LIST | Mashin Sazi Shomal | 1 | PCS | 0 |  | ODCC-EL-IGC-0178 | IGC | 2021-11-22 | 1 | 1 | [49 empty] | 1
3502 | 51 | EYEY21LA6FN2T3 | EM-5116-13 | LCS | LCS | SEMC TYPE EXD JUNCTION BOX EJB 110 | - | 1071-O2-EL-PO-016-6506-A0-0-001 | OPEN PACKING LIST | Mashin Sazi Shomal | 1 | PCS | 0 |  | ODCC-EL-IGC-0178 | IGC | 2021-11-22 | 1 | 1 | [49 empty] | 1
3503 | 51 | EYEY21LA6FN2T3 | EM-5116-14 | LCS | LCS | SEMC TYPE EXD JUNCTION BOX EJB 110 | - | 1071-O2-EL-PO-016-6506-A0-0-001 | OPEN PACKING LIST | Mashin Sazi Shomal | 1 | PCS | 0 |  | ODCC-EL-IGC-0178 | IGC | 2021-11-22 | 1 | 1 | [49 empty] | 1
3504 | 51 | EYEY21LA6FN2T3 | EM-5116-15 | LCS | LCS | SEMC TYPE EXD JUNCTION BOX EJB 110 | - | 1071-O2-EL-PO-016-6506-A0-0-001 | OPEN PACKING LIST | Mashin Sazi Shomal | 1 | PCS | 0 |  | ODCC-EL-IGC-0178 | IGC | 2021-11-22 | 1 | 1 | [49 empty] | 1
3505 | 51 | EYEY21LA6FN2T3 | EM-5116-16 | LCS | LCS | SEMC TYPE EXD JUNCTION BOX EJB 110 | - | 1071-O2-EL-PO-016-6506-A0-0-001 | OPEN PACKING LIST | Mashin Sazi Shomal | 1 | PCS | 0 |  | ODCC-EL-IGC-0178 | IGC | 2021-11-22 | 1 | 1 | [49 empty] | 1
3506 | 51 | EYEY21LA6FN2T3 | EM-5116-17 | LCS | LCS | SEMC TYPE EXD JUNCTION BOX EJB 110 | - | 1071-O2-EL-PO-016-6506-A0-0-001 | OPEN PACKING LIST | Mashin Sazi Shomal | 1 | PCS | 0 |  | ODCC-EL-IGC-0178 | IGC | 2021-11-22 | 1 | 1 | [49 empty] | 1
3507 | 51 | EYEY21LA6FN2T3 | EM-5116-18 | LCS | LCS | SEMC TYPE EXD JUNCTION BOX EJB 110 | - | 1071-O2-EL-PO-016-6506-A0-0-001 | OPEN PACKING LIST | Mashin Sazi Shomal | 1 | PCS | 0 |  | ODCC-EL-IGC-0178 | IGC | 2021-11-22 | 1 | 1 | [49 empty] | 1
3508 | 51 | EYEY21LA6FN2T3 | EM-5116-19 | LCS | LCS | SEMC TYPE EXD JUNCTION BOX EJB 110 | - | 1071-O2-EL-PO-016-6506-A0-0-001 | OPEN PACKING LIST | Mashin Sazi Shomal | 1 | PCS | 0 |  | ODCC-EL-IGC-0178 | IGC | 2021-11-22 | 1 | 1 | [49 empty] | 1
3509 | 51 | EYEY21LA6FN2T3 | EM-5116-20 | LCS | LCS | SEMC TYPE EXD JUNCTION BOX EJB 110 | - | 1071-O2-EL-PO-016-6506-A0-0-001 | OPEN PACKING LIST | Mashin Sazi Shomal | 1 | PCS | 0 |  | ODCC-EL-IGC-0178 | IGC | 2021-11-22 | 1 | 1 | [49 empty] | 1
3510 | 51 | EYEY21LA6FN2T3 | EM-5116-21 | LCS | LCS | SEMC TYPE EXD JUNCTION BOX EJB 110 | - | 1071-O2-EL-PO-016-6506-A0-0-001 | OPEN PACKING LIST | Mashin Sazi Shomal | 1 | PCS | 0 |  | ODCC-EL-IGC-0178 | IGC | 2021-11-22 | 1 | 1 | [49 empty] | 1
3511 | 51 | EYEY21LA6FN2T3 | EM-5116-22 | LCS | LCS | SEMC TYPE EXD JUNCTION BOX EJB 110 | - | 1071-O2-EL-PO-016-6506-A0-0-001 | OPEN PACKING LIST | Mashin Sazi Shomal | 1 | PCS | 0 |  | ODCC-EL-IGC-0178 | IGC | 2021-11-22 | 1 | 1 | [49 empty] | 1
3512 | 51 | EYEY21LA6FN2T3 | EM-5116-23 | LCS | LCS | SEMC TYPE EXD JUNCTION BOX EJB 110 | - | 1071-O2-EL-PO-016-6506-A0-0-001 | OPEN PACKING LIST | Mashin Sazi Shomal | 1 | PCS | 0 |  | ODCC-EL-IGC-0178 | IGC | 2021-11-22 | 1 | 1 | [49 empty] | 1
3513 | 51 | EYEY21LA6FN2T3 | EM-5116-24 | LCS | LCS | SEMC TYPE EXD JUNCTION BOX EJB 110 | - | 1071-O2-EL-PO-016-6506-A0-0-001 | OPEN PACKING LIST | Mashin Sazi Shomal | 1 | PCS | 0 |  | ODCC-EL-IGC-0178 | IGC | 2021-11-22 | 1 | 1 | [49 empty] | 1
3514 | 51 | EYEY21LA6FN2T3 | EM-5116-25 | LCS | LCS | SEMC TYPE EXD JUNCTION BOX EJB 110 | - | 1071-O2-EL-PO-016-6506-A0-0-001 | OPEN PACKING LIST | Mashin Sazi Shomal | 1 | PCS | 0 |  | ODCC-EL-IGC-0178 | IGC | 2021-11-22 | 1 | 1 | [49 empty] | 1
3515 | 51 | EYEY21LA6FN2T3 | EM-5116-26 | LCS | LCS | SEMC TYPE EXD JUNCTION BOX EJB 110 | - | 1071-O2-EL-PO-016-6506-A0-0-001 | OPEN PACKING LIST | Mashin Sazi Shomal | 1 | PCS | 0 |  | ODCC-EL-IGC-0178 | IGC | 2021-11-22 | 1 | 1 | [49 empty] | 1
3516 | 51 | EYEY21LA6FN2T3 | EM-5116-27 | LCS | LCS | SEMC TYPE EXD JUNCTION BOX EJB 110 | - | 1071-O2-EL-PO-016-6506-A0-0-001 | OPEN PACKING LIST | Mashin Sazi Shomal | 1 | PCS | 0 |  | ODCC-EL-IGC-0178 | IGC | 2021-11-22 | 1 | 1 | [49 empty] | 1
3517 | 51 | EYEY21LA6FN2T3 | EM-5116-28 | LCS | LCS | SEMC TYPE EXD JUNCTION BOX EJB 110 | - | 1071-O2-EL-PO-016-6506-A0-0-001 | OPEN PACKING LIST | Mashin Sazi Shomal | 1 | PCS | 0 |  | ODCC-EL-IGC-0178 | IGC | 2021-11-22 | 1 | 1 | [49 empty] | 1
3518 | 51 | EYEY21LA6FN2T3 | EM-5116-29 | LCS | LCS | SEMC TYPE EXD JUNCTION BOX EJB 110 | - | 1071-O2-EL-PO-016-6506-A0-0-001 | OPEN PACKING LIST | Mashin Sazi Shomal | 1 | PCS | 0 |  | ODCC-EL-IGC-0178 | IGC | 2021-11-22 | 1 | 1 | [49 empty] | 1
3519 | 51 | EYEY21LA6FN2T3 | EM-5116-30 | LCS | LCS | SEMC TYPE EXD JUNCTION BOX EJB 110 | - | 1071-O2-EL-PO-016-6506-A0-0-001 | OPEN PACKING LIST | Mashin Sazi Shomal | 1 | PCS | 0 |  | ODCC-EL-IGC-0178 | IGC | 2021-11-22 | 1 | 1 | [49 empty] | 1
3520 | 51 | EYEY21LA6FN2T3 | EM-5116-31 | LCS | LCS | SEMC TYPE EXD JUNCTION BOX EJB 110 | - | 1071-O2-EL-PO-016-6506-A0-0-001 | OPEN PACKING LIST | Mashin Sazi Shomal | 1 | PCS | 0 |  | ODCC-EL-IGC-0178 | IGC | 2021-11-22 | 1 | 1 | [49 empty] | 1
3521 | 51 | EYEY21LA6FN2T3 | EM-5116-32 | LCS | LCS | SEMC TYPE EXD JUNCTION BOX EJB 110 | - | 1071-O2-EL-PO-016-6506-A0-0-001 | OPEN PACKING LIST | Mashin Sazi Shomal | 1 | PCS | 0 |  | ODCC-EL-IGC-0178 | IGC | 2021-11-22 | 1 | 1 | [49 empty] | 1
3522 | 51 | EYEY21LA6FN2T3 | EM-5140-1 | LCS | LCS | SEMC TYPE EXD JUNCTION BOX EJB 110 | - | 1071-O2-EL-PO-016-6506-A0-0-001 | OPEN PACKING LIST | Mashin Sazi Shomal | 1 | PCS | 0 |  | ODCC-EL-IGC-0178 | IGC | 2021-11-22 | 1 | 1 | [49 empty] | 1
3523 | 51 | EYEY21LA6FN2T3 | EM-5140-2 | LCS | LCS | SEMC TYPE EXD JUNCTION BOX EJB 110 | - | 1071-O2-EL-PO-016-6506-A0-0-001 | OPEN PACKING LIST | Mashin Sazi Shomal | 1 | PCS | 0 |  | ODCC-EL-IGC-0178 | IGC | 2021-11-22 | 1 | 1 | [49 empty] | 1
3524 | 51 | EYEY21LA6FN2T3 | EM-5140-3 | LCS | LCS | SEMC TYPE EXD JUNCTION BOX EJB 110 | - | 1071-O2-EL-PO-016-6506-A0-0-001 | OPEN PACKING LIST | Mashin Sazi Shomal | 1 | PCS | 0 |  | ODCC-EL-IGC-0178 | IGC | 2021-11-22 | 1 | 1 | [49 empty] | 1
3525 | 51 | EYEY21LA6FN2T3 | EM-5140-4 | LCS | LCS | SEMC TYPE EXD JUNCTION BOX EJB 110 | - | 1071-O2-EL-PO-016-6506-A0-0-001 | OPEN PACKING LIST | Mashin Sazi Shomal | 1 | PCS | 0 |  | ODCC-EL-IGC-0178 | IGC | 2021-11-22 | 1 | 1 | [49 empty] | 1
3526 | 51 | EYEY21LA6FN2T3 | EM-5140-5 | LCS | LCS | SEMC TYPE EXD JUNCTION BOX EJB 110 | - | 1071-O2-EL-PO-016-6506-A0-0-001 | OPEN PACKING LIST | Mashin Sazi Shomal | 1 | PCS | 0 |  | ODCC-EL-IGC-0178 | IGC | 2021-11-22 | 1 | 1 | [49 empty] | 1
3527 | 51 | EYEY21LA6FN2T3 | EM-5140-6 | LCS | LCS | SEMC TYPE EXD JUNCTION BOX EJB 110 | - | 1071-O2-EL-PO-016-6506-A0-0-001 | OPEN PACKING LIST | Mashin Sazi Shomal | 1 | PCS | 0 |  | ODCC-EL-IGC-0178 | IGC | 2021-11-22 | 1 | 1 | [49 empty] | 1
3528 | 51 | EYEY61AA6FN2T3 | P-5129A-M | LCS | LCS | SEMC TYPE EXD JUNCTION BOX EJB 110 | 10*2.5 | 1071-O2-EL-PO-016-6506-A0-0-001 | OPEN PACKING LIST | Mashin Sazi Shomal | 1 | PCS | 0 |  | ODCC-EL-IGC-0191 | IGC | 2021-08-15 | 1 | 1 | manual | [48 empty] | 1
3529 | 51 | EYEY61AA6FN2T3 | P-5129B-M | LCS | LCS | SEMC TYPE EXD JUNCTION BOX EJB 110 | 10*2.5 | 1071-O2-EL-PO-016-6506-A0-0-001 | OPEN PACKING LIST | Mashin Sazi Shomal | 1 | PCS | 0 |  | ODCC-EL-IGC-0204 | IGC | 2021-12-30 | 1 | 1 | [49 empty] | 1
3530 | 51 | EYEY61AA6FN2T3 | P-5131-M | LCS | LCS | SEMC TYPE EXD JUNCTION BOX EJB 110 | 10*2.5 | 1071-O2-EL-PO-016-6506-A0-0-001 | OPEN PACKING LIST | Mashin Sazi Shomal | 1 | PCS | 0 |  | ODCC-EL-IGC-0204 | IGC | 2021-12-30 | 1 | 1 | [49 empty] | 1
3531 | 51 | EYEY61AA6FN2T3 | P-5141A-M | LCS | LCS | SEMC TYPE EXD JUNCTION BOX EJB 110 | 10*2.5 | 1071-O2-EL-PO-016-6506-A0-0-001 | OPEN PACKING LIST | Mashin Sazi Shomal | 1 | PCS | 0 |  | ODCC-EL-IGC-0204 | IGC | 2021-12-30 | 1 | 1 | [49 empty] | 1
3532 | 51 | EYEY61AA6FN2T3 | P-5141B-M | LCS | LCS | SEMC TYPE EXD JUNCTION BOX EJB 110 | 10*2.5 | 1071-O2-EL-PO-016-6506-A0-0-001 | OPEN PACKING LIST | Mashin Sazi Shomal | 1 | PCS | 0 |  | ODCC-EL-IGC-0204 | IGC | 2021-12-30 | 1 | 1 | [49 empty] | 1
3533 | 51 | EYEY61AA6FN2T3 | P-5103A-M | LCS | LCS | SEMC TYPE EXD JUNCTION BOX EJB 110 | 12*2.5 | 1071-O2-EL-PO-016-6506-A0-0-001 | OPEN PACKING LIST | Mashin Sazi Shomal | 1 | PCS | 0 |  | ODCC-EL-IGC-0191 | IGC | 2021-08-15 | 1 | 1 | manual | [48 empty] | 1
3534 | 51 | EYEY61AA6FN2T3 | P-5103B-M | LCS | LCS | SEMC TYPE EXD JUNCTION BOX EJB 110 | 12*2.5 | 1071-O2-EL-PO-016-6506-A0-0-001 | OPEN PACKING LIST | Mashin Sazi Shomal | 1 | PCS | 0 |  | ODCC-EL-IGC-0204 | IGC | 2021-12-30 | 1 | 1 | [49 empty] | 1
3535 | 51 | EYEY61AA6FN2T3 | P-5143A-M | LCS | LCS | SEMC TYPE EXD JUNCTION BOX EJB 110 | 12*2.5 | 1071-O2-EL-PO-016-6506-A0-0-001 | OPEN PACKING LIST | Mashin Sazi Shomal | 1 | PCS | 0 |  | ODCC-EL-IGC-0204 | IGC | 2021-12-30 | 1 | 1 | [49 empty] | 1
3536 | 51 | EYEY61AA6FN2T3 | P-5143B-M | LCS | LCS | SEMC TYPE EXD JUNCTION BOX EJB 110 | 12*2.5 | 1071-O2-EL-PO-016-6506-A0-0-001 | OPEN PACKING LIST | Mashin Sazi Shomal | 1 | PCS | 0 |  | ODCC-EL-IGC-0204 | IGC | 2021-12-30 | 1 | 1 | [49 empty] | 1
3537 | 55 | EYEY21LA6FN2T3 | P-5501A-M | LCS | LCS | SEMC TYPE EXD JUNCTION BOX EJB 110 | - | 1071-O2-EL-PO-016-6506-A0-0-001 | OPEN PACKING LIST | Mashin Sazi Shomal | 1 | PCS | 0 |  | ODCC-EL-IGC-0204 | IGC | 2021-12-30 | 1 | 1 | [49 empty] | 1
3538 | 55 | EYEY21LA6FN2T3 | P-5501B-M | LCS | LCS | SEMC TYPE EXD JUNCTION BOX EJB 110 | - | 1071-O2-EL-PO-016-6506-A0-0-001 | OPEN PACKING LIST | Mashin Sazi Shomal | 1 | PCS | 0 |  | ODCC-EL-IGC-0204 | IGC | 2021-12-30 | 1 | 1 | [49 empty] | 1
3539 | 55 | EYEY21LA6FN2T3 | P-5502A-M | LCS | LCS | SEMC TYPE EXD JUNCTION BOX EJB 110 | - | 1071-O2-EL-PO-016-6506-A0-0-001 | OPEN PACKING LIST | Mashin Sazi Shomal | 1 | PCS | 0 |  | ODCC-EL-IGC-0204 | IGC | 2021-12-30 | 1 | 1 | [49 empty] | 1
3540 | 55 | EYEY21LA6FN2T3 | P-5502B-M | LCS | LCS | SEMC TYPE EXD JUNCTION BOX EJB 110 | - | 1071-O2-EL-PO-016-6506-A0-0-001 | OPEN PACKING LIST | Mashin Sazi Shomal | 1 | PCS | 0 |  | ODCC-EL-IGC-0204 | IGC | 2021-12-30 | 1 | 1 | [49 empty] | 1
3541 | 55 | EYEY21LA6FN2T3 | P-5503A-M | LCS | LCS | SEMC TYPE EXD JUNCTION BOX EJB 110 | - | 1071-O2-EL-PO-016-6506-A0-0-001 | OPEN PACKING LIST | Mashin Sazi Shomal | 1 | PCS | 0 |  | ODCC-EL-IGC-0204 | IGC | 2021-12-30 | 1 | 1 | [49 empty] | 1
3542 | 55 | EYEY21LA6FN2T3 | P-5503B-M | LCS | LCS | SEMC TYPE EXD JUNCTION BOX EJB 110 | - | 1071-O2-EL-PO-016-6506-A0-0-001 | OPEN PACKING LIST | Mashin Sazi Shomal | 1 | PCS | 0 |  | ODCC-EL-IGC-0204 | IGC | 2021-12-30 | 1 | 1 | [49 empty] | 1
3543 | 55 | EYEY21LA6FN2T3 | P-5504A-M | LCS | LCS | SEMC TYPE EXD JUNCTION BOX EJB 110 | - | 1071-O2-EL-PO-016-6506-A0-0-001 | OPEN PACKING LIST | Mashin Sazi Shomal | 1 | PCS | 0 |  | ODCC-EL-IGC-0204 | IGC | 2021-12-30 | 1 | 1 | [49 empty] | 1
3544 | 55 | EYEY21LA6FN2T3 | P-5504B-M | LCS | LCS | SEMC TYPE EXD JUNCTION BOX EJB 110 | - | 1071-O2-EL-PO-016-6506-A0-0-001 | OPEN PACKING LIST | Mashin Sazi Shomal | 1 | PCS | 0 |  | ODCC-EL-IGC-0204 | IGC | 2021-12-30 | 1 | 1 | [49 empty] | 1
3545 | 55 | EYEY21LA6FN2T3 | P-5505A-M | LCS | LCS | SEMC TYPE EXD JUNCTION BOX EJB 110 | - | 1071-O2-EL-PO-016-6506-A0-0-001 | OPEN PACKING LIST | Mashin Sazi Shomal | 1 | PCS | 0 |  | ODCC-EL-IGC-0204 | IGC | 2021-12-30 | 1 | 1 | [49 empty] | 1
3546 | 55 | EYEY21LA6FN2T3 | P-5505B-M | LCS | LCS | SEMC TYPE EXD JUNCTION BOX EJB 110 | - | 1071-O2-EL-PO-016-6506-A0-0-001 | OPEN PACKING LIST | Mashin Sazi Shomal | 1 | PCS | 0 |  | ODCC-EL-IGC-0204 | IGC | 2021-12-30 | 1 | 1 | [49 empty] | 1
3547 | 55 | EYEY21LA6FN2T3 | P-5506A-M | LCS | LCS | SEMC TYPE EXD JUNCTION BOX EJB 110 | - | 1071-O2-EL-PO-016-6506-A0-0-001 | OPEN PACKING LIST | Mashin Sazi Shomal | 1 | PCS | 0 |  | ODCC-EL-IGC-0204 | IGC | 2021-12-30 | 1 | 1 | [49 empty] | 1
3548 | 55 | EYEY21LA6FN2T3 | P-5506B-M | LCS | LCS | SEMC TYPE EXD JUNCTION BOX EJB 110 | - | 1071-O2-EL-PO-016-6506-A0-0-001 | OPEN PACKING LIST | Mashin Sazi Shomal | 1 | PCS | 0 |  | ODCC-EL-IGC-0204 | IGC | 2021-12-30 | 1 | 1 | [49 empty] | 1
3549 | 55 | EYEY21LA6FN2T3 | P-5512A-M | LCS | LCS | SEMC TYPE EXD JUNCTION BOX EJB 110 | - | 1071-O2-EL-PO-016-6506-A0-0-001 | OPEN PACKING LIST | Mashin Sazi Shomal | 1 | PCS | 0 |  | ODCC-EL-IGC-0204 | IGC | 2021-12-30 | 1 | 1 | [49 empty] | 1
3550 | 55 | EYEY21LA6FN2T3 | P-5512B-M | LCS | LCS | SEMC TYPE EXD JUNCTION BOX EJB 110 | - | 1071-O2-EL-PO-016-6506-A0-0-001 | OPEN PACKING LIST | Mashin Sazi Shomal | 1 | PCS | 0 |  | ODCC-EL-IGC-0204 | IGC | 2021-12-30 | 1 | 1 | [49 empty] | 1
3551 | 55 | EYEY61AA6FN2T3 | P-5509-M | LCS | LCS | SEMC TYPE EXD JUNCTION BOX EJB 110 | - | 1071-O2-EL-PO-016-6506-A0-0-001 | OPEN PACKING LIST | Mashin Sazi Shomal | 1 | PCS | 0 |  | ODCC-EL-IGC-0204 | IGC | 2021-12-30 | 1 | 1 | [49 empty] | 1
3552 | 55 | EYEY61AA6FN2T3 | P-5511A-M | LCS | LCS | SEMC TYPE EXD JUNCTION BOX EJB 110 | - | 1071-O2-EL-PO-016-6506-A0-0-001 | OPEN PACKING LIST | Mashin Sazi Shomal | 1 | PCS | 0 |  | ODCC-EL-IGC-0204 | IGC | 2021-12-30 | 1 | 1 | [49 empty] | 1
3553 | 55 | EYEY61AA6FN2T3 | P-5511B-M | LCS | LCS | SEMC TYPE EXD JUNCTION BOX EJB 110 | - | 1071-O2-EL-PO-016-6506-A0-0-001 | OPEN PACKING LIST | Mashin Sazi Shomal | 1 | PCS | 0 |  | ODCC-EL-IGC-0204 | IGC | 2021-12-30 | 1 | 1 | [49 empty] | 1
3554 | 75 | EYEY10LA6FN2T3 | P-7507-M | LCS | LCS | SEMC TYPE EXD JUNCTION BOX EJB 110 | - | 1071-O2-EL-PO-016-6506-A0-0-001 | OPEN PACKING LIST | Mashin Sazi Shomal | 1 | PCS | 0 |  | ODCC-EL-IGC-0191 | IGC | 2021-08-15 | 1 | 1 | manual | [48 empty] | 1
3555 | 75 | EYEY10LA6FN2T3 | P-7508A-M | LCS | LCS | SEMC TYPE EXD JUNCTION BOX EJB 110 | - | 1071-O2-EL-PO-016-6506-A0-0-001 | OPEN PACKING LIST | Mashin Sazi Shomal | 1 | PCS | 0 |  | ODCC-EL-IGC-0204 | IGC | 2021-12-30 | 1 | 1 | [49 empty] | 1
3556 | 75 | EYEY10LA6FN2T3 | P-7508B-M | LCS | LCS | SEMC TYPE EXD JUNCTION BOX EJB 110 | - | 1071-O2-EL-PO-016-6506-A0-0-001 | OPEN PACKING LIST | Mashin Sazi Shomal | 1 | PCS | 0 |  | ODCC-EL-IGC-0204 | IGC | 2021-12-30 | 1 | 1 | [49 empty] | 1
3557 | 75 | EYEY21LA6FN2T3 | P-7501A-M | LCS | LCS | SEMC TYPE EXD JUNCTION BOX EJB 110 | - | 1071-O2-EL-PO-016-6506-A0-0-001 | OPEN PACKING LIST | Mashin Sazi Shomal | 1 | PCS | 0 |  | ODCC-EL-IGC-0204 | IGC | 2021-12-30 | 1 | 1 | [49 empty] | 1
3558 | 75 | EYEY21LA6FN2T3 | P-7501B-M | LCS | LCS | SEMC TYPE EXD JUNCTION BOX EJB 110 | - | 1071-O2-EL-PO-016-6506-A0-0-001 | OPEN PACKING LIST | Mashin Sazi Shomal | 1 | PCS | 0 |  | ODCC-EL-IGC-0204 | IGC | 2021-12-30 | 1 | 1 | [49 empty] | 1
3559 | 75 | EYEY21LA6FN2T3 | P-7502A-M | LCS | LCS | SEMC TYPE EXD JUNCTION BOX EJB 110 | - | 1071-O2-EL-PO-016-6506-A0-0-001 | OPEN PACKING LIST | Mashin Sazi Shomal | 1 | PCS | 0 |  | ODCC-EL-IGC-0204 | IGC | 2021-12-30 | 1 | 1 | [49 empty] | 1
3560 | 75 | EYEY21LA6FN2T3 | P-7502B-M | LCS | LCS | SEMC TYPE EXD JUNCTION BOX EJB 110 | - | 1071-O2-EL-PO-016-6506-A0-0-001 | OPEN PACKING LIST | Mashin Sazi Shomal | 1 | PCS | 0 |  | ODCC-EL-IGC-0204 | IGC | 2021-12-30 | 1 | 1 | [49 empty] | 1
3561 | 75 | EYEY21LA6FN2T3 | P-7503A-M | LCS | LCS | SEMC TYPE EXD JUNCTION BOX EJB 110 | - | 1071-O2-EL-PO-016-6506-A0-0-001 | OPEN PACKING LIST | Mashin Sazi Shomal | 1 | PCS | 0 |  | ODCC-EL-IGC-0204 | IGC | 2021-12-30 | 1 | 1 | [49 empty] | 1
3562 | 75 | EYEY21LA6FN2T3 | P-7503B-M | LCS | LCS | SEMC TYPE EXD JUNCTION BOX EJB 110 | - | 1071-O2-EL-PO-016-6506-A0-0-001 | OPEN PACKING LIST | Mashin Sazi Shomal | 1 | PCS | 0 |  | ODCC-EL-IGC-0204 | IGC | 2021-12-30 | 1 | 1 | [49 empty] | 1
3563 | 75 | EYEY21LA6FN2T3 | P-7504A-M | LCS | LCS | SEMC TYPE EXD JUNCTION BOX EJB 110 | - | 1071-O2-EL-PO-016-6506-A0-0-001 | OPEN PACKING LIST | Mashin Sazi Shomal | 1 | PCS | 0 |  | ODCC-EL-IGC-0204 | IGC | 2021-12-30 | 1 | 1 | [49 empty] | 1
3564 | 75 | EYEY21LA6FN2T3 | P-7504B-M | LCS | LCS | SEMC TYPE EXD JUNCTION BOX EJB 110 | - | 1071-O2-EL-PO-016-6506-A0-0-001 | OPEN PACKING LIST | Mashin Sazi Shomal | 1 | PCS | 0 |  | ODCC-EL-IGC-0204 | IGC | 2021-12-30 | 1 | 1 | [49 empty] | 1
3565 | 75 | EYEY21LA6FN2T3 | P-7505A-M | LCS | LCS | SEMC TYPE EXD JUNCTION BOX EJB 110 | - | 1071-O2-EL-PO-016-6506-A0-0-001 | OPEN PACKING LIST | Mashin Sazi Shomal | 1 | PCS | 0 |  | ODCC-EL-IGC-0204 | IGC | 2021-12-30 | 1 | 1 | [49 empty] | 1
3566 | 75 | EYEY21LA6FN2T3 | P-7505B-M | LCS | LCS | SEMC TYPE EXD JUNCTION BOX EJB 110 | - | 1071-O2-EL-PO-016-6506-A0-0-001 | OPEN PACKING LIST | Mashin Sazi Shomal | 1 | PCS | 0 |  | ODCC-EL-IGC-0204 | IGC | 2021-12-30 | 1 | 1 | [49 empty] | 1
3567 | 75 | EYEY21LA6FN2T3 | P-7506A-M | LCS | LCS | SEMC TYPE EXD JUNCTION BOX EJB 110 | - | 1071-O2-EL-PO-016-6506-A0-0-001 | OPEN PACKING LIST | Mashin Sazi Shomal | 1 | PCS | 0 |  | ODCC-EL-IGC-0204 | IGC | 2021-12-30 | 1 | 1 | [49 empty] | 1
3568 | 75 | EYEY21LA6FN2T3 | P-7506B-M | LCS | LCS | SEMC TYPE EXD JUNCTION BOX EJB 110 | - | 1071-O2-EL-PO-016-6506-A0-0-001 | OPEN PACKING LIST | Mashin Sazi Shomal | 1 | PCS | 0 |  | ODCC-EL-IGC-0204 | IGC | 2021-12-30 | 1 | 1 | [49 empty] | 1
3569 | 75 | EYEY61AA6FN2T3 | P-7511A-M | LCS | LCS | SEMC TYPE EXD JUNCTION BOX EJB 110 | - | 1071-O2-EL-PO-016-6506-A0-0-001 | OPEN PACKING LIST | Mashin Sazi Shomal | 1 | PCS | 0 |  | ODCC-EL-IGC-0204 | IGC | 2021-12-30 | 1 | 1 | [49 empty] | 1
3570 | 75 | EYEY61AA6FN2T3 | P-7511B-M | LCS | LCS | SEMC TYPE EXD JUNCTION BOX EJB 110 | - | 1071-O2-EL-PO-016-6506-A0-0-001 | OPEN PACKING LIST | Mashin Sazi Shomal | 1 | PCS | 0 |  | ODCC-EL-IGC-0204 | IGC | 2021-12-30 | 1 | 1 | [49 empty] | 1
3571 | 75 | EYEY61AA6FN2T3 | P-7512-M | LCS | LCS | SEMC TYPE EXD JUNCTION BOX EJB 110 | - | 1071-O2-EL-PO-016-6506-A0-0-001 | OPEN PACKING LIST | Mashin Sazi Shomal | 1 | PCS | 0 |  | ODCC-EL-IGC-0204 | IGC | 2021-12-30 | 1 | 1 | [49 empty] | 1
3572 | 75 | EYEY61AA6FN2T3 | P-7513-M | LCS | LCS | SEMC TYPE EXD JUNCTION BOX EJB 110 | - | 1071-O2-EL-PO-016-6506-A0-0-001 | OPEN PACKING LIST | Mashin Sazi Shomal | 1 | PCS | 0 |  | ODCC-EL-IGC-0204 | IGC | 2021-12-30 | 1 | 1 | [49 empty] | 1
3573 | 20 | LCS260-GLAND-VBL453-B-25 |  | LCS | Cable Gland | SEMC EX CABLE GLAND:VBL 453-B-25 MM C/WITH:SEALING WASHER,LOCKNUT,EARTH TAG,SHROUD | 25mm | 1071-O2-EL-PO-016-6506-A0-0-001 | OPEN PACKING LIST | Mashin Sazi Shomal | 4 | PCS | 4 | [55 empty] | 0
3574 | 51 | LCS260-GLAND-VBL453-B-25 |  | LCS | Cable Gland | SEMC EX CABLE GLAND:VBL 453-B-25 MM C/WITH:SEALING WASHER,LOCKNUT,EARTH TAG,SHROUD | 25mm | 1071-O2-EL-PO-016-6506-A0-0-001 | OPEN PACKING LIST | Mashin Sazi Shomal | 105 | PCS | 44 |  | ODCC-EL-IGC-0191 | IGC | 2021-08-15 | 1 | 1 | manual | ODCC-EL-IGC-0178 | IGC | 2021-11-22 | 60 | 60 | [43 empty] | 61
3575 | 55 | LCS260-GLAND-VBL453-B-25 |  | LCS | Cable Gland | SEMC EX CABLE GLAND:VBL 453-B-25 MM C/WITH:SEALING WASHER,LOCKNUT,EARTH TAG,SHROUD | 25mm | 1071-O2-EL-PO-016-6506-A0-0-001 | OPEN PACKING LIST | Mashin Sazi Shomal | 14 | PCS | 14 | [55 empty] | 0
3576 | 75 | LCS260-GLAND-VBL453-B-25 |  | LCS | Cable Gland | SEMC EX CABLE GLAND:VBL 453-B-25 MM C/WITH:SEALING WASHER,LOCKNUT,EARTH TAG,SHROUD | 25mm | 1071-O2-EL-PO-016-6506-A0-0-001 | OPEN PACKING LIST | Mashin Sazi Shomal | 15 | PCS | 15 | [55 empty] | 0
3577 | 35 | LCS260-GLAND-VBL453-CS-32 |  | LCS | Cable Gland | SEMC EX CABLE GLAND:VBL 453-C-32 MM C/WITH:SEALING WASHER,LOCKNUT,EARTH TAG,SHROUD | 32mm | 1071-O2-EL-PO-016-6506-A0-0-001 | OPEN PACKING LIST | Mashin Sazi Shomal | 6 | PCS | 6 | [55 empty] | 0
3578 | 46 | LCS260-GLAND-VBL453-CS-32 |  | LCS | Cable Gland | SEMC EX CABLE GLAND:VBL 453-C-32 MM C/WITH:SEALING WASHER,LOCKNUT,EARTH TAG,SHROUD | 32mm | 1071-O2-EL-PO-016-6506-A0-0-001 | OPEN PACKING LIST | Mashin Sazi Shomal | 19 | PCS | 19 | [55 empty] | 0
3579 | 51 | LCS260-GLAND-VBL453-CS-32 |  | LCS | Cable Gland | SEMC EX CABLE GLAND:VBL 453-Cs-32 MM C/WITH:SEALING WASHER,LOCKNUT,EARTH TAG,SHROUD | 32mm | 1071-O2-EL-PO-016-6506-A0-0-001 | OPEN PACKING LIST | Mashin Sazi Shomal | 9 | PCS | 2 |  | ODCC-EL-IGC-0191 | IGC | 2021-08-15 | 2 | 2 | manual | ODCC-EL-IGC-0204 | IGC | 2021-12-30 | 5 | 5 | [43 empty] | 7
3580 | 55 | LCS260-GLAND-VBL453-CS-32 |  | LCS | Cable Gland | SEMC EX CABLE GLAND:VBL 453-C-32 MM C/WITH:SEALING WASHER,LOCKNUT,EARTH TAG,SHROUD | 32mm | 1071-O2-EL-PO-016-6506-A0-0-001 | OPEN PACKING LIST | Mashin Sazi Shomal | 3 | PCS | 0 |  | ODCC-EL-IGC-0204 | IGC | 2021-12-30 | 3 | 3 | [49 empty] | 3
3581 | 75 | LCS260-GLAND-VBL453-CS-32 |  | LCS | Cable Gland | SEMC EX CABLE GLAND:VBL 453-C-32 MM C/WITH:SEALING WASHER,LOCKNUT,EARTH TAG,SHROUD | 32mm | 1071-O2-EL-PO-016-6506-A0-0-001 | OPEN PACKING LIST | Mashin Sazi Shomal | 4 | PCS | 0 |  | ODCC-EL-IGC-0204 | IGC | 2021-12-30 | 4 | 4 | [49 empty] | 4
3582 | ALL UNIT | S BOLT |  | LCS | Bolt | S.STEEL BOLT M10*40 WITH:SPRING WASHER & NUT M10 | M10*40 | 1071-O2-EL-PO-016-6506-A0-0-001 | OPEN PACKING LIST | Mashin Sazi Shomal | 712 | PCS | 132 |  | ODCC-EL-IGC-0204 | IGC | 2021-12-30 | 340 | 340 | UNIT 51-55-75 | ODCC-EL-IGC-0178 | IGC | 2021-11-22 | 240 | 240 | [43 empty] | 580
3583 | 41 | EYEY21LI5FN000 | P-4104C-M | LCS | LCS | SEMC TYPE INDUSTRIAL LOCAL CONTROL STATION LCS 260 | - | 1071-O2-EL-PO-016-6506-A0-0-001 | OPEN PACKING LIST | Mashin Sazi Shomal | 1 | PCS | 1 | [55 empty] | 0
3584 | 41 | EYEY21LI5FN000 | P-4110A-M | LCS | LCS | SEMC TYPE INDUSTRIAL LOCAL CONTROL STATION LCS 260 | - | 1071-O2-EL-PO-016-6506-A0-0-001 | OPEN PACKING LIST | Mashin Sazi Shomal | 1 | PCS | 1 | [55 empty] | 0
3585 | 41 | EYEY21LI5FN000 | P-4110B-M | LCS | LCS | SEMC TYPE INDUSTRIAL LOCAL CONTROL STATION LCS 260 | - | 1071-O2-EL-PO-016-6506-A0-0-001 | OPEN PACKING LIST | Mashin Sazi Shomal | 1 | PCS | 1 | [55 empty] | 0
3586 | 41 | EYEY21LI5FN000 | P-4103C-M | LCS | LCS | SEMC TYPE INDUSTRIAL LOCAL CONTROL STATION LCS 260 | - | 1071-O2-EL-PO-016-6506-A0-0-001 | OPEN PACKING LIST | Mashin Sazi Shomal | 1 | PCS | 1 | [55 empty] | 0
3587 | 41 | EYEY21LI5FN000 | P-4102A-M | LCS | LCS | SEMC TYPE INDUSTRIAL LOCAL CONTROL STATION LCS 260 | - | 1071-O2-EL-PO-016-6506-A0-0-001 | OPEN PACKING LIST | Mashin Sazi Shomal | 1 | PCS | 1 | [55 empty] | 0
3588 | 41 | EYEY21LI5FN000 | P-4102B-M | LCS | LCS | SEMC TYPE INDUSTRIAL LOCAL CONTROL STATION LCS 260 | - | 1071-O2-EL-PO-016-6506-A0-0-001 | OPEN PACKING LIST | Mashin Sazi Shomal | 1 | PCS | 1 | [55 empty] | 0
3589 | 41 | EYEY21LI5FN000 | P-4101A-M | LCS | LCS | SEMC TYPE INDUSTRIAL LOCAL CONTROL STATION LCS 260 | - | 1071-O2-EL-PO-016-6506-A0-0-001 | OPEN PACKING LIST | Mashin Sazi Shomal | 1 | PCS | 1 | [55 empty] | 0
3590 | 41 | EYEY21LI5FN000 | P-4101B-M | LCS | LCS | SEMC TYPE INDUSTRIAL LOCAL CONTROL STATION LCS 260 | - | 1071-O2-EL-PO-016-6506-A0-0-001 | OPEN PACKING LIST | Mashin Sazi Shomal | 1 | PCS | 1 | [55 empty] | 0
3591 | 42 | EYEY21LI5FN000 | P-4250A-M | LCS | LCS | SEMC TYPE INDUSTRIAL LOCAL CONTROL STATION LCS 260 | - | 1071-O2-EL-PO-016-6506-A0-0-001 | OPEN PACKING LIST | Mashin Sazi Shomal | 1 | PCS | 1 | [55 empty] | 0
3592 | 42 | EYEY21LI5FN000 | P-4250B-M | LCS | LCS | SEMC TYPE INDUSTRIAL LOCAL CONTROL STATION LCS 260 | - | 1071-O2-EL-PO-016-6506-A0-0-001 | OPEN PACKING LIST | Mashin Sazi Shomal | 1 | PCS | 1 | [55 empty] | 0
3593 | 42 | EYEY21LI5FN000 | P-4251A-M | LCS | LCS | SEMC TYPE INDUSTRIAL LOCAL CONTROL STATION LCS 260 | - | 1071-O2-EL-PO-016-6506-A0-0-001 | OPEN PACKING LIST | Mashin Sazi Shomal | 1 | PCS | 1 | [55 empty] | 0
3594 | 42 | EYEY21LI5FN000 | P-4251B-M | LCS | LCS | SEMC TYPE INDUSTRIAL LOCAL CONTROL STATION LCS 260 | - | 1071-O2-EL-PO-016-6506-A0-0-001 | OPEN PACKING LIST | Mashin Sazi Shomal | 1 | PCS | 1 | [55 empty] | 0
3595 | 42 | EYEY61AI5FN000 | P-4252A-M | LCS | LCS | SEMC TYPE INDUSTRIAL LOCAL CONTROL STATION LCS 260 | - | 1071-O2-EL-PO-016-6506-A0-0-001 | OPEN PACKING LIST | Mashin Sazi Shomal | 1 | PCS | 1 | [55 empty] | 0
3596 | 42 | EYEY61AI5FN000 | P-4252B-M | LCS | LCS | SEMC TYPE INDUSTRIAL LOCAL CONTROL STATION LCS 260 | - | 1071-O2-EL-PO-016-6506-A0-0-001 | OPEN PACKING LIST | Mashin Sazi Shomal | 1 | PCS | 1 | [55 empty] | 0
3597 | 46 | EYEY61AI5FN000 | P-4631A-M | LCS | LCS | SEMC TYPE INDUSTRIAL LOCAL CONTROL STATION LCS 260 | - | 1071-O2-EL-PO-016-6506-A0-0-001 | OPEN PACKING LIST | Mashin Sazi Shomal | 1 | PCS | 1 | [55 empty] | 0
3598 | 46 | EYEY61AI5FN000 | P-4631B-M | LCS | LCS | SEMC TYPE INDUSTRIAL LOCAL CONTROL STATION LCS 260 | - | 1071-O2-EL-PO-016-6506-A0-0-001 | OPEN PACKING LIST | Mashin Sazi Shomal | 1 | PCS | 1 | [55 empty] | 0
3599 | 46 | EYEY61AI5FN000 | P-4633A-M | LCS | LCS | SEMC TYPE INDUSTRIAL LOCAL CONTROL STATION LCS 260 | - | 1071-O2-EL-PO-016-6506-A0-0-001 | OPEN PACKING LIST | Mashin Sazi Shomal | 1 | PCS | 1 | [55 empty] | 0
3600 | 46 | EYEY61AI5FN000 | P-4633B-M | LCS | LCS | SEMC TYPE INDUSTRIAL LOCAL CONTROL STATION LCS 260 | - | 1071-O2-EL-PO-016-6506-A0-0-001 | OPEN PACKING LIST | Mashin Sazi Shomal | 1 | PCS | 1 | [55 empty] | 0
3601 | 46 | EYEY61AI5FN000 | P-4635A-M | LCS | LCS | SEMC TYPE INDUSTRIAL LOCAL CONTROL STATION LCS 260 | - | 1071-O2-EL-PO-016-6506-A0-0-001 | OPEN PACKING LIST | Mashin Sazi Shomal | 1 | PCS | 1 | [55 empty] | 0
3602 | 46 | EYEY61AI5FN000 | P-4635B-M | LCS | LCS | SEMC TYPE INDUSTRIAL LOCAL CONTROL STATION LCS 260 | - | 1071-O2-EL-PO-016-6506-A0-0-001 | OPEN PACKING LIST | Mashin Sazi Shomal | 1 | PCS | 1 | [55 empty] | 0
3603 | 46 | EYEY61AI5FN000 | P-4632A-M | LCS | LCS | SEMC TYPE INDUSTRIAL LOCAL CONTROL STATION LCS 260 | - | 1071-O2-EL-PO-016-6506-A0-0-001 | OPEN PACKING LIST | Mashin Sazi Shomal | 1 | PCS | 1 | [55 empty] | 0
3604 | 46 | EYEY61AI5FN000 | P-4632B-M | LCS | LCS | SEMC TYPE INDUSTRIAL LOCAL CONTROL STATION LCS 260 | - | 1071-O2-EL-PO-016-6506-A0-0-001 | OPEN PACKING LIST | Mashin Sazi Shomal | 1 | PCS | 1 | [55 empty] | 0
3605 | 46 | EYEY61AI5FN000 | P-4634A-M | LCS | LCS | SEMC TYPE INDUSTRIAL LOCAL CONTROL STATION LCS 260 | - | 1071-O2-EL-PO-016-6506-A0-0-001 | OPEN PACKING LIST | Mashin Sazi Shomal | 1 | PCS | 1 | [55 empty] | 0
3606 | 46 | EYEY61AI5FN000 | P-4634B-M | LCS | LCS | SEMC TYPE INDUSTRIAL LOCAL CONTROL STATION LCS 260 | - | 1071-O2-EL-PO-016-6506-A0-0-001 | OPEN PACKING LIST | Mashin Sazi Shomal | 1 | PCS | 1 | [55 empty] | 0
3607 | 46 | EYEY61AI5FN000 | P-4636A-M | LCS | LCS | SEMC TYPE INDUSTRIAL LOCAL CONTROL STATION LCS 260 | - | 1071-O2-EL-PO-016-6506-A0-0-001 | OPEN PACKING LIST | Mashin Sazi Shomal | 1 | PCS | 1 | [55 empty] | 0
3608 | 46 | EYEY61AI5FN000 | P-4636B-M | LCS | LCS | SEMC TYPE INDUSTRIAL LOCAL CONTROL STATION LCS 260 | - | 1071-O2-EL-PO-016-6506-A0-0-001 | OPEN PACKING LIST | Mashin Sazi Shomal | 1 | PCS | 1 | [55 empty] | 0
3609 | 46 | EYEY61AI5FN000 | P-4640A-M | LCS | LCS | SEMC TYPE INDUSTRIAL LOCAL CONTROL STATION LCS 260 | - | 1071-O2-EL-PO-016-6506-A0-0-001 | OPEN PACKING LIST | Mashin Sazi Shomal | 1 | PCS | 1 | [55 empty] | 0
3610 | 46 | EYEY61AI5FN000 | P-4640B-M | LCS | LCS | SEMC TYPE INDUSTRIAL LOCAL CONTROL STATION LCS 260 | - | 1071-O2-EL-PO-016-6506-A0-0-001 | OPEN PACKING LIST | Mashin Sazi Shomal | 1 | PCS | 1 | [55 empty] | 0
3611 | 46 | EYEY61AI5FN000 | P-4641A-M | LCS | LCS | SEMC TYPE INDUSTRIAL LOCAL CONTROL STATION LCS 260 | - | 1071-O2-EL-PO-016-6506-A0-0-001 | OPEN PACKING LIST | Mashin Sazi Shomal | 1 | PCS | 1 | [55 empty] | 0
3612 | 46 | EYEY61AI5FN000 | P-4641B-M | LCS | LCS | SEMC TYPE INDUSTRIAL LOCAL CONTROL STATION LCS 260 | - | 1071-O2-EL-PO-016-6506-A0-0-001 | OPEN PACKING LIST | Mashin Sazi Shomal | 1 | PCS | 1 | [55 empty] | 0
3613 | 46 | EYEY61AI5FN000 | P-4642A-M | LCS | LCS | SEMC TYPE INDUSTRIAL LOCAL CONTROL STATION LCS 260 | - | 1071-O2-EL-PO-016-6506-A0-0-001 | OPEN PACKING LIST | Mashin Sazi Shomal | 1 | PCS | 1 | [55 empty] | 0
3614 | 46 | EYEY61AI5FN000 | P-4642B-M | LCS | LCS | SEMC TYPE INDUSTRIAL LOCAL CONTROL STATION LCS 260 | - | 1071-O2-EL-PO-016-6506-A0-0-001 | OPEN PACKING LIST | Mashin Sazi Shomal | 1 | PCS | 1 | [55 empty] | 0
3615 | 41 | EYEY21LI5FN000 | FOR ITEM LCS 260 | LCS | Cable Gland | SEMC IND CABLE GLAND : VBL153-B-25 MM C/WITH:SEALING WASHER,LOCKNUT,EARTH TAG,SHROUD | 25mm | 1071-O2-EL-PO-016-6506-A0-0-001 | OPEN PACKING LIST | Mashin Sazi Shomal | 7 | PCS | 7 | [55 empty] | 0
3616 | 42 | EYEY61AI5FN000 | FOR ITEM LCS 260 | LCS | Cable Gland | SEMC IND CABLE GLAND : VBL153-B-25 MM C/WITH:SEALING WASHER,LOCKNUT,EARTH TAG,SHROUD | 25mm | 1071-O2-EL-PO-016-6506-A0-0-001 | OPEN PACKING LIST | Mashin Sazi Shomal | 6 | PCS | 6 | [55 empty] | 0
3617 | 41 | EYEY21LI5FN000 | P-4103C-M | LCS | Cable Gland | SEMC IND CABLE GLAND : VBL153-CS-32 MM C/WITH:SEALING WASHER,LOCKNUT,EARTH TAG,SHROUD | 32mm | 1071-O2-EL-PO-016-6506-A0-0-001 | OPEN PACKING LIST | Mashin Sazi Shomal | 1 | PCS | 1 | [55 empty] | 0
3618 | 46 | EYEY61AI5FN000 | FOR ITEM LCS 260 | LCS | Cable Gland | SEMC IND CABLE GLAND : VBL153-CS-32 MM C/WITH:SEALING WASHER,LOCKNUT,EARTH TAG,SHROUD | 32mm | 1071-O2-EL-PO-016-6506-A0-0-001 | OPEN PACKING LIST | Mashin Sazi Shomal | 18 | PCS | 18 | [55 empty] | 0
3619 | 41 | S BOLT | FOR ITEM LCS 260 | LCS | Bolt | S.STEEL BOLT M6*40 WITH:SPRING WASHER & FLAT WASHER & NUT M6 | M6*40 | 1071-O2-EL-PO-016-6506-A0-0-001 | OPEN PACKING LIST | Mashin Sazi Shomal | 64 | PCS | 64 | [55 empty] | 0
3620 | 42 | S BOLT | FOR ITEM LCS 260 | LCS | Bolt | S.STEEL BOLT M6*40 WITH:SPRING WASHER & FLAT WASHER & NUT M6 | M6*40 | 1071-O2-EL-PO-016-6506-A0-0-001 | OPEN PACKING LIST | Mashin Sazi Shomal | 64 | PCS | 64 | [55 empty] | 0
3621 | SS-40-03 | EREFP08 | V-04-1-A5-01 | Cable | Earthing | NYA 16 MM2 RM (DRUM NO:9-2059) | 1*16 | 1071-O2 -EL-PO-002-6002-A0-2-004 | OPEN PACKING LIST | Kerman Cable Industries | 1300 | meter | 1300 | TELECOME | [54 empty] | 0
3622 | SS-40-03 | EREFP10 | U48/03-V-04-1-A7-01 | Cable | Earthing | NYA 35 MM2 RM (DRUM NO:10-2087) | 1*35 | 1071-O2 -EL-PO-002-6002-A0-2-004 | OPEN PACKING LIST | Kerman Cable Industries | 1210 | meter | 1210 | [55 empty] | 0
3623 | SS-40-03 | EREFP10 | U48/03-V-04-1-A7-02 | Cable | Earthing | NYA 35 MM2 RM (DRUM NO:10-2088) | 1*35 | 1071-O2 -EL-PO-002-6002-A0-2-004 | OPEN PACKING LIST | Kerman Cable Industries | 1210 | meter | 1210 | [55 empty] | 0
3624 | 41 | ECCQ1CCB0205ITH | U41-VV-01-04-A7-01 | Cable | LV | NYY-O 3*25/16 MM2 RM (DRUM NO:9-2782) | 3*25+16 | 1071-O2 -EL-PO-002-6002-A0-2-004 | OPEN PACKING LIST | Kerman Cable Industries | 66 | meter | 0 |  | ODCC-EL-ARP-0064 | Abad Rahan | 2021-11-23 | 66 | 66 | [49 empty] | 66
3625 | SS-40-03 | ECCR2CCB1125DTT | U48/03-VLSV-01-48-A1-01 | Cable | CONTROL | NYKYRGBY-O 48*2.5 MM2 RM (DRUM NO:20-2775) | 48*2.5 | 1071-O2 -EL-PO-002-6002-A0-2-004 | OPEN PACKING LIST | Kerman Cable Industries | 838 | meter | 838 | [55 empty] | 0
3626 | SS-40-03 | ECCR2CCB1125DTT | U48/03-VLSV-01-48-A1-05 | Cable | CONTROL | NYKYRGBY-O 48*2.5 MM2 RM (DRUM NO:20-2776) | 48*2.5 | 1071-O2 -EL-PO-002-6002-A0-2-004 | OPEN PACKING LIST | Kerman Cable Industries | 840 | meter | 840 | [55 empty] | 0
3627 | SS-40-03 | ECCR2CCB1125DTT | U48/03-VLSV-01-48-A1-03 | Cable | CONTROL | NYKYRGBY-O 48*2.5 MM2 RM (DRUM NO:20-2777) | 48*2.5 | 1071-O2 -EL-PO-002-6002-A0-2-004 | OPEN PACKING LIST | Kerman Cable Industries | 846 | meter | 846 | [55 empty] | 0
3628 | SS-40-03 | ECCR2CCB1125DTT | U48/03-VLSV-01-48-A1-04 | Cable | CONTROL | NYKYRGBY-O 48*2.5 MM2 RM (DRUM NO:20-2778) | 48*2.5 | 1071-O2 -EL-PO-002-6002-A0-2-004 | OPEN PACKING LIST | Kerman Cable Industries | 846 | meter | 846 | [55 empty] | 0
3629 | SS-40-03 | ECCR2CCB1125DTT | U48/03-VLSV-01-48-A1-02 | Cable | CONTROL | NYKYRGBY-O 48*2.5 MM2 RM (DRUM NO:20-2779) | 48*2.5 | 1071-O2 -EL-PO-002-6002-A0-2-004 | OPEN PACKING LIST | Kerman Cable Industries | 847 | meter | 847 | [55 empty] | 0
3630 | SS-40-03 | ECCR2CCB1125DTT | U48/03-VLSV-01-48-A1-07 | Cable | CONTROL | NYKYRGBY-O 48*2.5 MM2 RM (DRUM NO:20-2783) | 48*2.5 | 1071-O2 -EL-PO-002-6002-A0-2-004 | OPEN PACKING LIST | Kerman Cable Industries | 844 | meter | 844 | [55 empty] | 0
3631 | SS-40-03 | ECCR2CCB1125DTT | U48/03-VLSV-01-48-A1-06 | Cable | CONTROL | NYKYRGBY-O 48*2.5 MM2 RM (DRUM NO:20-2784) | 48*2.5 | 1071-O2 -EL-PO-002-6002-A0-2-004 | OPEN PACKING LIST | Kerman Cable Industries | 845 | meter | 845 | [55 empty] | 0
3632 | SS-40-03 | ECCR2CCB1125DTT | U48/03-VLSV-01-48-A1-09 | Cable | CONTROL | NYKYRGBY-O 48*2.5 MM2 RM (DRUM NO:20-2785) | 48*2.5 | 1071-O2 -EL-PO-002-6002-A0-2-004 | OPEN PACKING LIST | Kerman Cable Industries | 848 | meter | 848 | [55 empty] | 0
3633 | SS-40-03 | ECCR2CCB1125DTT | U48/03-VLSV-01-48-A1-08 | Cable | CONTROL | NYKYRGBY-O 48*2.5 MM2 RM (DRUM NO:20-2786) | 48*2.5 | 1071-O2 -EL-PO-002-6002-A0-2-004 | OPEN PACKING LIST | Kerman Cable Industries | 848 | meter | 848 | [55 empty] | 0
3634 | SS-40-03 | ECCR2CCB1125DTT | U48/03-VLSV-01-48-A1-12 | Cable | CONTROL | NYKYRGBY-O 48*2.5 MM2 RM (DRUM NO:20-2788) | 48*2.5 | 1071-O2 -EL-PO-002-6002-A0-2-004 | OPEN PACKING LIST | Kerman Cable Industries | 840 | meter | 840 | [55 empty] | 0
3635 | SS-40-03 | ECCR2CCB1125DTT | U48/03-VLSV-01-48-A1-14 | Cable | CONTROL | NYKYRGBY-O 48*2.5 MM2 RM (DRUM NO:20-2789) | 48*2.5 | 1071-O2 -EL-PO-002-6002-A0-2-004 | OPEN PACKING LIST | Kerman Cable Industries | 825 | meter | 825 | [55 empty] | 0
3636 | SS-40-03 | ECCR2CCB1125DTT | U48/03-VLSV-01-48-A1-13 | Cable | CONTROL | NYKYRGBY-O 48*2.5 MM2 RM (DRUM NO:20-2790) | 48*2.5 | 1071-O2 -EL-PO-002-6002-A0-2-004 | OPEN PACKING LIST | Kerman Cable Industries | 825 | meter | 825 | [55 empty] | 0
3637 | SS-40-03 | ECCR2CCB1125DTT | U48/03-VLSV-01-48-A1-11 | Cable | CONTROL | NYKYRGBY-O 48*2.5 MM2 RM (DRUM NO:20-2791) | 48*2.5 | 1071-O2 -EL-PO-002-6002-A0-2-004 | OPEN PACKING LIST | Kerman Cable Industries | 824 | meter | 824 | [55 empty] | 0
3638 | SS-40-03 | ECCR2CCB1125DTT | U48/03-VLSV-01-48-A1-10 | Cable | CONTROL | NYKYRGBY-O 48*2.5 MM2 RM (DRUM NO:20-2793) | 48*2.5 | 1071-O2 -EL-PO-002-6002-A0-2-004 | OPEN PACKING LIST | Kerman Cable Industries | 848 | meter | 848 | [55 empty] | 0
3639 | SS-40-05 | ECCR2CCB1125DTT | U48/05-VLSV-01-48-A1-01 | Cable | CONTROL | NYKYRGBY-O 48*2.5 MM2 RM (DRUM NO:22-2761) | 48*2.5 | 1071-O2 -EL-PO-002-6002-A0-2-004 | OPEN PACKING LIST | Kerman Cable Industries | 1183 | meter | 1183 | [55 empty] | 0
3640 | SS-40-05 | ECCR2CCB1125DTT | U48/05-VLSV-01-48-A1-02 | Cable | CONTROL | NYKYRGBY-O 48*2.5 MM2 RM (DRUM NO:22-2771) | 48*2.5 | 1071-O2 -EL-PO-002-6002-A0-2-004 | OPEN PACKING LIST | Kerman Cable Industries | 1184 | meter | 1184 | [55 empty] | 0
3641 | SS-40-05 | ECCR2CCB1125DTT | U48/05-VLSV-01-48-A1-03 | Cable | CONTROL | NYKYRGBY-O 48*2.5 MM2 RM (DRUM NO:22-2780) | 48*2.5 | 1071-O2 -EL-PO-002-6002-A0-2-004 | OPEN PACKING LIST | Kerman Cable Industries | 1297 | meter | 1297 | [55 empty] | 0
3642 | SS-40-04 | ECCR2CCB1125DTT | U48/04-VLSV-01-48-A1-06 | Cable | CONTROL | NYKYRGBY-O 48*2.5 MM2 RM (DRUM NO:20-2794) | 48*2.5 | 1071-O2 -EL-PO-002-6002-A0-2-004 | OPEN PACKING LIST | Kerman Cable Industries | 740 | meter | 740 | [55 empty] | 0
3643 | SS-40-04 | ECCR2CCB1125DTT | U48/04-VLSV-01-48-A1-05 | Cable | CONTROL | NYKYRGBY-O 48*2.5 MM2 RM (DRUM NO:20-2795) | 48*2.5 | 1071-O2 -EL-PO-002-6002-A0-2-004 | OPEN PACKING LIST | Kerman Cable Industries | 975 | meter | 975 | [55 empty] | 0
3644 | SS-40-04 | ECCR2CCB1125DTT | U48/04-VLSV-01-48-A1-01 | Cable | CONTROL | NYKYRGBY-O 48*2.5 MM2 RM (DRUM NO:22-2772) | 48*2.5 | 1071-O2 -EL-PO-002-6002-A0-2-004 | OPEN PACKING LIST | Kerman Cable Industries | 1178 | meter | 1178 | [55 empty] | 0
3645 | SS-40-04 | ECCR2CCB1125DTT | U48/04-VLSV-01-48-A1-04 | Cable | CONTROL | NYKYRGBY-O 48*2.5 MM2 RM (DRUM NO:22-2781) | 48*2.5 | 1071-O2 -EL-PO-002-6002-A0-2-004 | OPEN PACKING LIST | Kerman Cable Industries | 1205 | meter | 1205 | [55 empty] | 0
3646 | SS-40-04 | ECCR2CCB1125DTT | U48/04-VLSV-01-48-A1-02 | Cable | CONTROL | NYKYRGBY-O 48*2.5 MM2 RM (DRUM NO:24-2773) | 48*2.5 | 1071-O2 -EL-PO-002-6002-A0-2-004 | OPEN PACKING LIST | Kerman Cable Industries | 1189 | meter | 1189 | [55 empty] | 0
3647 | SS-40-04 | ECCR2CCB1125DTT | U48/04-VLSV-01-48-A1-03 | Cable | CONTROL | NYKYRGBY-O 48*2.5 MM2 RM (DRUM NO:24-2774) | 48*2.5 | 1071-O2 -EL-PO-002-6002-A0-2-004 | OPEN PACKING LIST | Kerman Cable Industries | 1189 | meter | 1189 | [55 empty] | 0
3648 | SS-40-03 | ECDA1CCB1101QTT | U48/03-XAV-01-1-AE-01 | Cable | LV | CU/XLPE/AWA/PVC 240 MM2 RM (DRUM NO:16-2438) | 1*240 | 1071-O2 -EL-PO-002-6002-A0-2-004 | OPEN PACKING LIST | Kerman Cable Industries | 713 | meter | 713 | [55 empty] | 0
3649 | SS-40-03 | ECDA1CCB1101QTT | U48/03-XAV-01-1-AE-02 | Cable | LV | CU/XLPE/AWA/PVC 240 MM2 RM (DRUM NO:16-2439) | 1*240 | 1071-O2 -EL-PO-002-6002-A0-2-004 | OPEN PACKING LIST | Kerman Cable Industries | 733 | meter | 733 | [55 empty] | 0
3650 | SS-40-05 | ECDA1CCB1101QTT | U48/05-XAV-01-1-AE-03 | Cable | LV | CU/XLPE/AWA/PVC 240 MM2 RM (DRUM NO:16-2594) | 1*240 | 1071-O2 -EL-PO-002-6002-A0-2-004 | OPEN PACKING LIST | Kerman Cable Industries | 838 | meter | 838 | [55 empty] | 0
3651 | SS-40-05 | ECDA1CCB1101QTT | U48/05-XAV-01-1-AE-01 | Cable | LV | CU/XLPE/AWA/PVC 240 MM2 RM (DRUM NO:18-2440) | 1*240 | 1071-O2 -EL-PO-002-6002-A0-2-004 | OPEN PACKING LIST | Kerman Cable Industries | 840 | meter | 840 | [55 empty] | 0
3652 | SS-40-05 | ECDA1CCB1101QTT | U48/05-XAV-01-1-AE-02 | Cable | LV | CU/XLPE/AWA/PVC 240 MM2 RM (DRUM NO:18-2441) | 1*240 | 1071-O2 -EL-PO-002-6002-A0-2-004 | OPEN PACKING LIST | Kerman Cable Industries | 842 | meter | 842 | [55 empty] | 0
3653 | SS-40-04 | ECDA1CCB1101QTT | U48/04-XAV-01-1-AE-01 | Cable | LV | CU/XLPE/AWA/PVC 240 MM2 RM (DRUM NO:16-2592) | 1*240 | 1071-O2 -EL-PO-002-6002-A0-2-004 | OPEN PACKING LIST | Kerman Cable Industries | 767 | meter | 767 | [55 empty] | 0
3654 | SS-40-04 | ECDA1CCB1101QTT | U48/04-XAV-01-1-AE-02 | Cable | LV | CU/XLPE/AWA/PVC 240 MM2 RM (DRUM NO:16-2593) | 1*240 | 1071-O2 -EL-PO-002-6002-A0-2-004 | OPEN PACKING LIST | Kerman Cable Industries | 781 | meter | 781 | [55 empty] | 0
3655 | SS-40-03 | ECDA1CCB1101RTT | U48/03-XAV-01-1-C1-02 | Cable | LV | CU/XLPE/AWA/PVC 300 MM2 RM (DRUM NO:18-2446) | 1*300 | 1071-O2 -EL-PO-002-6002-A0-2-004 | OPEN PACKING LIST | Kerman Cable Industries | 873 | meter | 873 | [55 empty] | 0
3656 | SS-40-03 | ECDA1CCB1101RTT | U48/03-XAV-01-1-C1-01 | Cable | LV | CU/XLPE/AWA/PVC 300 MM2 RM (DRUM NO:18-2447) | 1*300 | 1071-O2 -EL-PO-002-6002-A0-2-004 | OPEN PACKING LIST | Kerman Cable Industries | 1012 | meter | 1012 | [55 empty] | 0
3657 | SS-40-04 | ECDA1CCB1101RTT | U48/04-XAV-01-1-C1-01 | Cable | LV | CU/XLPE/AWA/PVC 300 MM2 RM (DRUM NO:19-2437) | 1*300 | 1071-O2 -EL-PO-002-6002-A0-2-004 | OPEN PACKING LIST | Kerman Cable Industries | 1027 | meter | 1027 | [55 empty] | 0
3658 | SS-40-03 | ECCV1CCB1103MTT | U48/03-XSV-01-3-AA-01 | Cable | LV | N2XRGBY-O 3*95 MM2 RM (DRUM NO:12-2634) | 3*95 | 1071-O2 -EL-PO-002-6002-A0-2-004 | OPEN PACKING LIST | Kerman Cable Industries | 139 | meter | 139 | [55 empty] | 0
3659 | SS-40-04 | ECCV1CCB1103MTT | U48/04-XSV-01-3-AA-01 | Cable | LV | N2XRGBY-O 3*95 MM2 RM (DRUM NO:12-2635) | 3*95 | 1071-O2 -EL-PO-002-6002-A0-2-004 | OPEN PACKING LIST | Kerman Cable Industries | 180 | meter | 180 | [55 empty] | 0
3660 | SS-40-05 | ECCV1CCB1102HHT | U48/05-XSV-01-2-A5-01 | Cable | LV | N2XRGBY-O 2*16 MM2 RM (DRUM NO:11-2583) | 2*16 | 1071-O2 -EL-PO-002-6002-A0-2-004 | OPEN PACKING LIST | Kerman Cable Industries | 591 | meter | 591 | [55 empty] | 0
3661 | SS-40-03 | ECCV1CCB1102HHT | U48/03-XSV-01-2-A5-01 | Cable | LV | N2XRGBY-O 2*16 MM2 RM (DRUM NO:9-2581) | 2*16 | 1071-O2 -EL-PO-002-6002-A0-2-004 | OPEN PACKING LIST | Kerman Cable Industries | 275 | meter | 275 | [55 empty] | 0
3662 | SS-40-04 | ECCV1CCB1102HHT | U48/04-XSV-01-2-A5-02 | Cable | LV | N2XRGBY-O 2*16 MM2 RM (DRUM NO:10-2582) | 2*16 | 1071-O2 -EL-PO-002-6002-A0-2-004 | OPEN PACKING LIST | Kerman Cable Industries | 391 | meter | 391 | [55 empty] | 0
3663 | 42 | ECCV1CCB1105ITH | U42-XSV-01-4-A6-01 | Cable | LV | N2XRGBY-J 3*25/16 MM2 RM (DRUM NO:10-2636) | 3*25+16 | 1071-O2 -EL-PO-002-6002-A0-2-004 | OPEN PACKING LIST | Kerman Cable Industries | 10 | meter | 0 |  | ODCC-EL-ARP-0052 | Abad Rahan | 2021-07-25 | 10 | 10 | [49 empty] | 10
3664 | 44 | ECCV1CCB1105ITH | U44-XSV-01-4-A6-01 | Cable | LV | N2XRGBY-J 3*25/16 MM2 RM (DRUM NO:10-2637) | 3*25+16 | 1071-O2 -EL-PO-002-6002-A0-2-004 | OPEN PACKING LIST | Kerman Cable Industries | 11 | meter | 0 |  | ODCC-EL-ARP-0052 | Abad Rahan | 2021-07-25 | 11 | 11 | [49 empty] | 11
3665 | 35 | ECCV1CCB1105ITH | U35-XSV-01-4-A6-01 | Cable | LV | N2XRGBY-J 3*25/16 MM2 RM (DRUM NO:10-2638) | 3*25+16 | 1071-O2 -EL-PO-002-6002-A0-2-004 | OPEN PACKING LIST | Kerman Cable Industries | 21 | meter | 21 | [55 empty] | 0
3666 | 41 | ECCV1CCB1105ITH | U41-XSV-01-4-A6-01 | Cable | LV | N2XRGBY-J 3*25/16 MM2 RM (DRUM NO:10-2639) | 3*25+16 | 1071-O2 -EL-PO-002-6002-A0-2-004 | OPEN PACKING LIST | Kerman Cable Industries | 36 | meter | 0 |  | ODCC-EL-ARP-0052 | Abad Rahan | 2021-07-25 | 36 | 36 | [49 empty] | 36
3667 | SS-40-03 | ECCV1CCB1102NNT | U48/03-XSV-01-2-AB-01 | Cable | LV | N2XRGBY-O 2*120 MM2 SM (DRUM NO:16-2694) | 2*120 | 1071-O2 -EL-PO-002-6002-A0-2-004 | OPEN PACKING LIST | Kerman Cable Industries | 642 | meter | 642 | [55 empty] | 0
3668 | SS-40-05 | ECCV1CCB1103KTT | U48/05-XSV-01-3-A8-01 | Cable | LV | N2XRGBY-O 3*50 MM2 SM (DRUM NO:10-2596) | 3*50 | 1071-O2 -EL-PO-002-6002-A0-2-004 | OPEN PACKING LIST | Kerman Cable Industries | 61 | meter | 61 | [55 empty] | 0
3669 | SS-40-03 | ECCV1CCB1103KTT | U48/03-XSV-01-3-A8-01 | Cable | LV | N2XRGBY-O 3*50 MM2 SM (DRUM NO:10-2597) | 3*50 | 1071-O2 -EL-PO-002-6002-A0-2-004 | OPEN PACKING LIST | Kerman Cable Industries | 108 | meter | 108 | [55 empty] | 0
3670 | SS-40-04 | ECCV1CCB1103KTT | U48/04-XSV-01-3-A8-01 | Cable | LV | N2XRGBY-O 3*50 MM2 SM (DRUM NO:12-2640) | 3*50 | 1071-O2 -EL-PO-002-6002-A0-2-004 | OPEN PACKING LIST | Kerman Cable Industries | 123 | meter | 123 | [55 empty] | 0
3671 | SS-40-04 | ECCV1CCB1105LJT | U48/04-XSV-01-4-A9-01 | Cable | LV | N2XRGBY-O 3*70/35 MM2 SM (DRUM NO:12-2787) | 3*70+35 | 1071-O2 -EL-PO-002-6002-A0-2-004 | OPEN PACKING LIST | Kerman Cable Industries | 103 | meter | 103 | [55 empty] | 0
3672 | SS-40-05 | ECCV1CCB1105NLT | U48/05-XSV-01-4-AB-01 | Cable | LV | N2XRGBY-O 3*120/70 MM2 SM (DRUM NO:14-2695) | 3*120+70 | 1071-O2 -EL-PO-002-6002-A0-2-004 | OPEN PACKING LIST | Kerman Cable Industries | 95 | meter | 95 | [55 empty] | 0
3673 | SS-40-04 | ECCV1CCB1105NLT | U48/04-XSV-01-4-AB-01 | Cable | LV | N2XRGBY-O 3*120/70 MM2 SM (DRUM NO:14-2696) | 3*120+70 | 1071-O2 -EL-PO-002-6002-A0-2-004 | OPEN PACKING LIST | Kerman Cable Industries | 180 | meter | 180 | [55 empty] | 0
3674 | SS-40-03 | ECCV1CCB1105PMT | U48/03-XSV-01-4-AD-01 | Cable | LV | N2XRGBY-O 3*185/95 MM2 SM (DRUM NO:16-2688) | 3*185+95 | 1071-O2 -EL-PO-002-6002-A0-2-004 | OPEN PACKING LIST | Kerman Cable Industries | 175 | meter | 175 | [55 empty] | 0
3675 | SS-40-03 | ECCV1CCB1105MKT | U48/03-XSV-01-4-AA-01 | Cable | LV | N2XRGBY-O 3*95/50 MM2 SM (DRUM NO:14-2598) | 3*95+50 | 1071-O2 -EL-PO-002-6002-A0-2-004 | OPEN PACKING LIST | Kerman Cable Industries | 103 | meter | 103 | [55 empty] | 0
3676 | SS-40-05 | ECCV1CCB1105OLT | U48/05-XSV-01-4-AC-01 | Cable | LV | N2XRGBY-O 3*150/70 MM2 SM (DRUM NO:16-2689) | 3*150+70 | 1071-O2 -EL-PO-002-6002-A0-2-004 | OPEN PACKING LIST | Kerman Cable Industries | 159 | meter | 159 | [55 empty] | 0
3677 | SS-40-04 | ECCV1CCB1102HHT | U48/04-XSV-01-2-A5-01 | Cable | LV | N2XRGBY-O 2*16 MM2 RM (DRUM NO:9-2584) | 2*16 | 1071-O2 -EL-PO-002-6002-A0-2-004 | OPEN PACKING LIST | Kerman Cable Industries | 231 | meter | 231 | [55 empty] | 0
3678 | SS-40-05 | ECCV1CCB1102KKT | U48/05-XSV-01-2-A8-01 | Cable | LV | N2XRGBY-O 2*50 MM2 SM (DRUM NO:10-2585) | 2*50 | 1071-O2 -EL-PO-002-6002-A0-2-004 | OPEN PACKING LIST | Kerman Cable Industries | 109 | meter | 109 | [55 empty] | 0
3679 | SS-40-03 | ECCV1CCB1102KKT | U48/03-XSV-01-2-A8-01 | Cable | LV | N2XRGBY-O 2*50 MM2 SM (DRUM NO:12-2595) | 2*50 | 1071-O2 -EL-PO-002-6002-A0-2-004 | OPEN PACKING LIST | Kerman Cable Industries | 432 | meter | 432 | [55 empty] | 0
3680 | SS-40-04 | ECCV1CCB1102KKT | U48/04-XSV-01-2-A8-01 | Cable | LV | N2XRGBY-O 2*50 MM2 SM (DRUM NO:14-2599) | 2*50 | 1071-O2 -EL-PO-002-6002-A0-2-004 | OPEN PACKING LIST | Kerman Cable Industries | 628 | meter | 628 | [55 empty] | 0
3681 | SS-40-05 | ECCT1CCB1102HHT | U48/05-XLSV-01-2-A5-01 | Cable | LV | N2XKYRGBY-O 2*16 MM2 RM (DRUM NO:10-2710) | 2*16 | 1071-O2 -EL-PO-002-6002-A0-2-004 | OPEN PACKING LIST | Kerman Cable Industries | 206 | meter | 206 | [55 empty] | 0
3682 | SS-40-05 | ECCT1CCB1102HHT | U48/05-XLSV-01-2-A5-02 | Cable | LV | N2XKYRGBY-O 2*16 MM2 RM (DRUM NO:14-2613) | 2*16 | 1071-O2 -EL-PO-002-6002-A0-2-004 | OPEN PACKING LIST | Kerman Cable Industries | 620 | meter | 620 | [55 empty] | 0
3683 | SS-40-05 | ECCT1CCB1104HHT | U48/05-XLSV-01-4-A5-01 | Cable | LV | N2XKYRGBY-O 4*16 MM2 RM (DRUM NO:14-2460) | 4*16 | 1071-O2 -EL-PO-002-6002-A0-2-004 | OPEN PACKING LIST | Kerman Cable Industries | 476 | meter | 476 | [55 empty] | 0
3684 | SS-40-04 | ECCT1CCB1104HHT | U48/04-XLSV-01-4-A5-01 | Cable | LV | N2XKYRGBY-O 4*16 MM2 RM (DRUM NO:12-2711) | 4*16 | 1071-O2 -EL-PO-002-6002-A0-2-004 | OPEN PACKING LIST | Kerman Cable Industries | 236 | meter | 236 | [55 empty] | 0
3685 | 41 | ECCT1CCB1104HHT | U41-XLSV-01-4-A5-01 | Cable | LV | N2XKYRGBY-O 4*16 MM2 RM (DRUM NO:14-2600) | 4*16 | 1071-O2 -EL-PO-002-6002-A0-2-004 | OPEN PACKING LIST | Kerman Cable Industries | 316 | meter | 0 |  | ODCC-EL-ARP-0064 | Abad Rahan | 2021-11-23 | 316 | 316 | [49 empty] | 316
3686 | SS-40-05 | ECCT1CCB1105IHT | U48/05-XLSV-01-4-A6-01 | Cable | LV | N2XKYRGBY-O 3*25/16 (DRUM NO:16-2479) | 3*25+16 | 1071-O2 -EL-PO-002-6002-A0-2-004 | OPEN PACKING LIST | Kerman Cable Industries | 617 | meter | 617 | [55 empty] | 0
3687 | SS-40-03 | ECCT1CCB1105IHT | U48/03-XLSV-01-4-A6-01 | Cable | LV | N2XKYRGBY-O 3*25/16 (DRUM NO:16-2480) | 3*25+16 | 1071-O2 -EL-PO-002-6002-A0-2-004 | OPEN PACKING LIST | Kerman Cable Industries | 741 | meter | 741 | [55 empty] | 0
3688 | SS-40-04 | ECCT1CCB1105IHT | U48/04-XLSV-01-4-A6-01 | Cable | LV | N2XKYRGBY-O 3*25/16 (DRUM NO:14-2614) | 3*25+16 | 1071-O2 -EL-PO-002-6002-A0-2-004 | OPEN PACKING LIST | Kerman Cable Industries | 237 | meter | 237 | [55 empty] | 0
3689 | 41 | ECCT1CCB1103ITT | U41-XLSV-01-3-A6-01 | Cable | LV | N2XKYRGBY-O 3*25 MM2 RM (DRUM NO:14-2615) | 3*25 | 1071-O2 -EL-PO-002-6002-A0-2-004 | OPEN PACKING LIST | Kerman Cable Industries | 366 | meter | 0 |  | ODCC-EL-ARP-0064 | Abad Rahan | 2021-11-23 | 366 | 366 | [49 empty] | 366
3690 | 41 | ECCT1CCB1104IIT | U41-XLSV-01-4-A6-02 | Cable | LV | N2XKYRGBY-O 4*25 MM2 RM (DRUM NO:18-2448) | 4*25 | 1071-O2 -EL-PO-002-6002-A0-2-004 | OPEN PACKING LIST | Kerman Cable Industries | 900 | meter | 0 |  | ODCC-EL-ARP-0064 | Abad Rahan | 2021-11-23 | 900 | 900 | [49 empty] | 900
3691 | 41 | ECCT1CCB1104IIT | U41-XLSV-01-4-A6-01 | Cable | LV | N2XKYRGBY-O 4*25 MM2 RM (DRUM NO:18-2449) | 4*25 | 1071-O2 -EL-PO-002-6002-A0-2-004 | OPEN PACKING LIST | Kerman Cable Industries | 903 | meter | 0 |  | ODCC-EL-ARP-0064 | Abad Rahan | 2021-11-23 | 903 | 903 | [49 empty] | 903
3692 | 61 | ECCT1CCB1103III | U61-XLSV-01-3-A6-01 | Cable | LV | N2XKYRGBY-J 3*25 MM2 RM (DRUM NO:14-2618) | 3*25 | 1071-O2 -EL-PO-002-6002-A0-2-004 | OPEN PACKING LIST | Kerman Cable Industries | 296 | meter | 0 |  | ODCC-EL-ARP-0041 | Abad Rahan | 2021-06-27 | 296 | 296 | [49 empty] | 296
3693 | SS-40-03 | ECCT1CCB1105JHT | U48/03-XLSV-01-4-A7-01 | Cable | LV | N2XKYRGBY-O 3*35/16 MM2 RM (DRUM NO:14-2620) | 3*35+16 | 1071-O2 -EL-PO-002-6002-A0-2-004 | OPEN PACKING LIST | Kerman Cable Industries | 273 | meter | 273 | [55 empty] | 0
3694 | SS-40-04 | ECCT1CCB1105JHT | U48/04-XLSV-01-4-A7-01 | Cable | LV | N2XKYRGBY-O 3*35/16 MM2 RM (DRUM NO:14-2619) | 3*35+16 | 1071-O2 -EL-PO-002-6002-A0-2-004 | OPEN PACKING LIST | Kerman Cable Industries | 237 | meter | 237 | [55 empty] | 0
3695 | 41 | ECCT1CCB1103JTT | U41-XLSV-01-3-A7-01 | Cable | LV | N2XKYRGBY-O 3*35 MM2 RM (DRUM NO:16-2621) | 3*35 | 1071-O2 -EL-PO-002-6002-A0-2-004 | OPEN PACKING LIST | Kerman Cable Industries | 574 | meter | 0 |  | ODCC-EL-ARP-0064 | Abad Rahan | 2021-11-23 | 574 | 574 | [49 empty] | 574
3696 | 41 | ECCT1CCB1105ITH | U41-XLSV-01-4-A7-01 | Cable | LV | N2XKYRGBY-J 3*35/16 MM2 RM (DRUM NO:14-2622) | 3*35+16 | 1071-O2 -EL-PO-002-6002-A0-2-004 | OPEN PACKING LIST | Kerman Cable Industries | 432 | meter | 0 |  | ODCC-EL-ARP-0064 | Abad Rahan | 2021-11-23 | 432 | 432 | [49 empty] | 432
3697 | SS-40-05 | ECCT1CCB1102JJT | U48/05-XLSV-01-2-A7-01 | Cable | LV | N2XKYRGBY-J 2*35 MM2 RM (DRUM NO:14-2641) | 2*35 | 1071-O2 -EL-PO-002-6002-A0-2-004 | OPEN PACKING LIST | Kerman Cable Industries | 370 | meter | 370 | [55 empty] | 0
3698 | 20 | ECCT1CCB1103KTT | U46-XLSV-01-3-A8-01 | Cable | LV | N2XKYRGBY-O 3*50 MM2 SM (DRUM NO:20-2642) | 3*50 | 1071-O2 -EL-PO-002-6002-A0-2-004 | OPEN PACKING LIST | Kerman Cable Industries | 1015 | meter | 1015 | [55 empty] | 0
3699 | 41 | ECCT1CCB1103LTT | U41-XLSV-01-3-A9-01 | Cable | LV | N2XKYRGBY-O 3*70 MM2 SM (DRUM NO:18-2697) | 3*70 | 1071-O2 -EL-PO-002-6002-A0-2-004 | OPEN PACKING LIST | Kerman Cable Industries | 556 | meter | 0 |  | ODCC-EL-ARP-0061 | Abad Rahan | 2021-10-31 | 556 | 556 | [49 empty] | 556
3700 | 51 | ECCT1CCB1103LTT | U46-XLSV-01-3-A9-01 | Cable | LV | N2XKYRGBY-O 3*70 MM2 SM (DRUM NO:20-2698) | 3*70 | 1071-O2 -EL-PO-002-6002-A0-2-004 | OPEN PACKING LIST | Kerman Cable Industries | 752 | meter | 0 |  | ODCC-EL-IGC-0136 | IGC | 2021-08-09 | 752 | 752 | [49 empty] | 752
3701 | SS-40-04 | ECCT1CCB1103NTT | U48/04-XLSV-01-3-AB-02 | Cable | LV | N2XKYRGBY-O 3*120 MM2 SM (DRUM NO:20-2668) | 3*120 | 1071-O2 -EL-PO-002-6002-A0-2-004 | OPEN PACKING LIST | Kerman Cable Industries | 710 | meter | 710 | [55 empty] | 0
3702 | SS-40-04 | ECCT1CCB1103NTT | U48/04-XLSV-01-3-AB-01 | Cable | LV | N2XKYRGBY-O 3*120 MM2 SM (DRUM NO:20-2669) | 3*120 | 1071-O2 -EL-PO-002-6002-A0-2-004 | OPEN PACKING LIST | Kerman Cable Industries | 710 | meter | 710 | [55 empty] | 0
3703 | SS-40-03 | ECCT1CCB1103OTT | U48/03-XLSV-01-3-AC-01 | Cable | LV | N2XKYRGBY-O 3*150 MM2 SM (DRUM NO:24-2670) | 3*150 | 1071-O2 -EL-PO-002-6002-A0-2-004 | OPEN PACKING LIST | Kerman Cable Industries | 732 | meter | 732 | [55 empty] | 0
3704 | SS-40-03 | ECCT1CCB1103OTT | U48/03-XLSV-01-3-AC-02 | Cable | LV | N2XKYRGBY-O 3*150 MM2 SM (DRUM NO:24-2687) | 3*150 | 1071-O2 -EL-PO-002-6002-A0-2-004 | OPEN PACKING LIST | Kerman Cable Industries | 732 | meter | 732 | [55 empty] | 0
3705 | SS-40-03 | ECCT1CCB1105KIT | U48/03-XLSV-01-4-A8-01 | Cable | LV | N2XKYRGBY-O 3*50/25 MM2 SM (DRUM NO:20-2705) | 3*50+25 | 1071-O2 -EL-PO-002-6002-A0-2-004 | OPEN PACKING LIST | Kerman Cable Industries | 801 | meter | 801 | [55 empty] | 0
3706 | 41 | ECCT1CCB1105KIT | U41-XLSV-01-4-A8-01 | Cable | LV | N2XKYRGBY-O 3*50/25 MM2 SM (DRUM NO:14-2601) | 3*50+25 | 1071-O2 -EL-PO-002-6002-A0-2-004 | OPEN PACKING LIST | Kerman Cable Industries | 317 | meter | 0 |  | ODCC-EL-ARP-0064 | Abad Rahan | 2021-11-23 | 317 | 317 | [49 empty] | 317
3707 | SS-40-03 | ECCT1CCB1105LJT | U48/03-XLSV-01-4-A9-01 | Cable | LV | N2XKYRGBY-O 3*70/35 MM2 SM (DRUM NO:14-2699) | 3*70+35 | 1071-O2 -EL-PO-002-6002-A0-2-004 | OPEN PACKING LIST | Kerman Cable Industries | 267 | meter | 267 | [55 empty] | 0
3708 | SS-40-05 | ECCT1CCB1102LLT | U48/05-XLSV-01-2-A9-01 | Cable | LV | N2XKYRGBY-O 2*70 MM2 SM (DRUM NO:14-2602) | 2*70 | 1071-O2 -EL-PO-002-6002-A0-2-004 | OPEN PACKING LIST | Kerman Cable Industries | 473 | meter | 473 | [55 empty] | 0
3709 | 41 | ECCT1CCB1103MTT | U41-XLSV-01-3-AA-03 | Cable | LV | N2XKYRGBY-O 3*95 MM2 SM (DRUM NO:14-2700) | 3*95 | 1071-O2 -EL-PO-002-6002-A0-2-004 | OPEN PACKING LIST | Kerman Cable Industries | 293 | meter | 0 |  | ODCC-EL-ARP-0061 | Abad Rahan | 2021-10-31 | 293 | 293 | [49 empty] | 293
3710 | 20 | ECCT1CCB1103MTT | U46-XLSV-01-3-AA-01 | Cable | LV | N2XKYRGBY-O 3*95 MM2 SM (DRUM NO:20-2690) | 3*95 | 1071-O2 -EL-PO-002-6002-A0-2-004 | OPEN PACKING LIST | Kerman Cable Industries | 1008 | meter | 1008 | [55 empty] | 0
3711 | 41 | ECCT1CCB1103MTT | U41-XLSV-01-3-AA-02 | Cable | LV | N2XKYRGBY-O 3*95 MM2 SM (DRUM NO:20-2701) | 3*95 | 1071-O2 -EL-PO-002-6002-A0-2-004 | OPEN PACKING LIST | Kerman Cable Industries | 885 | meter | 0 |  | ODCC-EL-ARP-0061 | Abad Rahan | 2021-10-31 | 885 | 885 | [49 empty] | 885
3712 | 41 | ECCT1CCB1103MTT | U41-XLSV-01-3-AA-01 | Cable | LV | N2XKYRGBY-O 3*95 MM2 SM (DRUM NO:20-2764) | 3*95 | 1071-O2 -EL-PO-002-6002-A0-2-004 | OPEN PACKING LIST | Kerman Cable Industries | 822 | meter | 0 |  | ODCC-EL-ARP-0064 | Abad Rahan | 2021-11-23 | 822 | 822 | [49 empty] | 822
3713 | SS-40-05 | ECCT1CCB1105MKT | U48/05-XLSV-01-4-AA-01 | Cable | LV | N2XKYRGBY-O 3*95/50 MM2 SM (DRUM NO:20-2765) | 3*95+50 | 1071-O2 -EL-PO-002-6002-A0-2-004 | OPEN PACKING LIST | Kerman Cable Industries | 664 | meter | 0 |  | ODCC-EL-ARP-0081 | Abad Rahan | 2022-01-22 | 664 | 664 | [49 empty] | 664
3714 | SS-40-03 | ECCT1CCB1105MKT | U48/03-XLSV-01-4-AA-02 | Cable | LV | N2XKYRGBY-O 3*95/50 MM2 SM (DRUM NO:20-2766) | 3*95+50 | 1071-O2 -EL-PO-002-6002-A0-2-004 | OPEN PACKING LIST | Kerman Cable Industries | 793 | meter | 793 | [55 empty] | 0
3715 | SS-40-03 | ECCT1CCB1105MKT | U48/03-XLSV-01-4-AA-01 | Cable | LV | N2XKYRGBY-O 3*95/50 MM2 SM (DRUM NO:20-2767) | 3*95+50 | 1071-O2 -EL-PO-002-6002-A0-2-004 | OPEN PACKING LIST | Kerman Cable Industries | 973 | meter | 973 | [55 empty] | 0
3716 | 41 | ECCT1CCB1105MKT | U41-XLSV-01-4-AA-01 | Cable | LV | N2XKYRGBY-O 3*95/50 MM2 SM (DRUM NO:18-2691) | 3*95+50 | 1071-O2 -EL-PO-002-6002-A0-2-004 | OPEN PACKING LIST | Kerman Cable Industries | 383 | meter | 0 |  | ODCC-EL-ARP-0064 | Abad Rahan | 2021-11-23 | 383 | 383 | [49 empty] | 383
3717 | SS-40-05 | ECCT1CCB1105NLT | U48/05-XLSV-01-4-AB-01 | Cable | LV | N2XKYRGBY-O 3*120/70 MM2 SM (DRUM NO:18-2672) | 3*120+70 | 1071-O2 -EL-PO-002-6002-A0-2-004 | OPEN PACKING LIST | Kerman Cable Industries | 293 | meter | 293 | [55 empty] | 0
3718 | SS-40-03 | ECCT1CCB1103PTT | U48/03-XLSV-01-3-AD-06 | Cable | LV | N2XKYRGBY-O 3*185 MM2 SM (DRUM NO:20-2801) | 3*185 | 1071-O2 -EL-PO-002-6002-A0-2-004 | OPEN PACKING LIST | Kerman Cable Industries | 477 | meter | 477 | [55 empty] | 0
3719 | SS-40-03 | ECCT1CCB1103PTT | U48/03-XLSV-01-3-AD-07 | Cable | LV | N2XKYRGBY-O 3*185 MM2 SM (DRUM NO:24-2768) | 3*185 | 1071-O2 -EL-PO-002-6002-A0-2-004 | OPEN PACKING LIST | Kerman Cable Industries | 478 | meter | 478 | [55 empty] | 0
3720 | SS-40-03 | ECCT1CCB1103PTT | U48/03-XLSV-01-3-AD-02 | Cable | LV | N2XKYRGBY-O 3*185 MM2 SM (DRUM NO:28-2742) | 3*185 | 1071-O2 -EL-PO-002-6002-A0-2-004 | OPEN PACKING LIST | Kerman Cable Industries | 950 | meter | 950 | [55 empty] | 0
3721 | SS-40-03 | ECCT1CCB1103PTT | U48/03-XLSV-01-3-AD-03 | Cable | LV | N2XKYRGBY-O 3*185 MM2 SM (DRUM NO:28-2743) | 3*185 | 1071-O2 -EL-PO-002-6002-A0-2-004 | OPEN PACKING LIST | Kerman Cable Industries | 953 | meter | 953 | [55 empty] | 0
3722 | SS-40-03 | ECCT1CCB1103PTT | U48/03-XLSV-01-3-AD-01 | Cable | LV | N2XKYRGBY-O 3*185 MM2 SM (DRUM NO:28-2744) | 3*185 | 1071-O2 -EL-PO-002-6002-A0-2-004 | OPEN PACKING LIST | Kerman Cable Industries | 955 | meter | 955 | [55 empty] | 0
3723 | SS-40-05 | ECCT1CCB1103PTT | U48/05-XLSV-01-3-AD-01 | Cable | LV | N2XKYRGBY-O 3*185 MM2 SM (DRUM NO:28-2745) | 3*185 | 1071-O2 -EL-PO-002-6002-A0-2-004 | OPEN PACKING LIST | Kerman Cable Industries | 1267 | meter | 0 |  | ODCC-EL-ARP-0075 | Abad Rahan | 2021-12-16 | 1267 | 1267 | [49 empty] | 1267
3724 | SS-40-03 | ECCT1CCB1103PTT | U48/03-XLSV-01-3-AD-05 | Cable | LV | N2XKYRGBY-O 3*185 MM2 SM (DRUM NO:28-2749) | 3*185 | 1071-O2 -EL-PO-002-6002-A0-2-004 | OPEN PACKING LIST | Kerman Cable Industries | 939 | meter | 939 | [55 empty] | 0
3725 | SS-40-03 | ECCT1CCB1103PTT | U48/03-XLSV-01-3-AD-04 | Cable | LV | N2XKYRGBY-O 3*185 MM2 SM (DRUM NO:28-2750) | 3*185 | 1071-O2 -EL-PO-002-6002-A0-2-004 | OPEN PACKING LIST | Kerman Cable Industries | 950 | meter | 950 | [55 empty] | 0
3726 | 41 | ECCT1CCB1103PTT | U41-XLSV-01-3-AD-02 | Cable | LV | N2XKYRGBY-O 3*185 MM2 SM (DRUM NO:20-2748) | 3*185 | 1071-O2 -EL-PO-002-6002-A0-2-004 | OPEN PACKING LIST | Kerman Cable Industries | 288 | meter | 0 |  | ODCC-EL-ARP-0064 | Abad Rahan | 2021-11-23 | 288 | 288 | [49 empty] | 288
3727 | 41 | ECCT1CCB1103PTT | U41-XLSV-01-3-AD-01 | Cable | LV | N2XKYRGBY-O 3*185 MM2 SM (DRUM NO:26-2735) | 3*185 | 1071-O2 -EL-PO-002-6002-A0-2-004 | OPEN PACKING LIST | Kerman Cable Industries | 809 | meter | 0 |  | ODCC-EL-ARP-0064 | Abad Rahan | 2021-11-23 | 809 | 809 | [49 empty] | 809
3728 | SS-40-03 | ECCT1CCB1105PMT | U48/03-XLSV-01-4-AD-03 | Cable | LV | N2XKYRGBY-O 3*185/95 MM2 SM (DRUM NO:28-2757) | 3*185+95 | 1071-O2 -EL-PO-002-6002-A0-2-004 | OPEN PACKING LIST | Kerman Cable Industries | 955 | meter | 955 | [55 empty] | 0
3729 | SS-40-03 | ECCT1CCB1105PMT | U48/03-XLSV-01-4-AD-02 | Cable | LV | N2XKYRGBY-O 3*185/95 MM2 SM (DRUM NO:28-2758) | 3*185+95 | 1071-O2 -EL-PO-002-6002-A0-2-004 | OPEN PACKING LIST | Kerman Cable Industries | 966 | meter | 966 | [55 empty] | 0
3730 | SS-40-03 | ECCT1CCB1105PMT | U48/03-XLSV-01-4-AD-01 | Cable | LV | N2XKYRGBY-O 3*185/95 MM2 SM (DRUM NO:28-2759) | 3*185+95 | 1071-O2 -EL-PO-002-6002-A0-2-004 | OPEN PACKING LIST | Kerman Cable Industries | 985 | meter | 985 | [55 empty] | 0
3731 | SS-40-03 | ECCT1CCB1105PMT | U48/03-XLSV-01-4-AD-04 | Cable | LV | N2XKYRGBY-O 3*185/95 MM2 SM (DRUM NO:28-2769) | 3*185+95 | 1071-O2 -EL-PO-002-6002-A0-2-004 | OPEN PACKING LIST | Kerman Cable Industries | 974 | meter | 974 | [55 empty] | 0
3732 | SS-40-04 | ECCT1CCB1105PMT | U48/04-XLSV-01-4-AD-01 | Cable | LV | N2XKYRGBY-O 3*185/95 MM2 SM (DRUM NO:24-2756) | 3*185+95 | 1071-O2 -EL-PO-002-6002-A0-2-004 | OPEN PACKING LIST | Kerman Cable Industries | 504 | meter | 504 | [55 empty] | 0
3733 | SS-40-03 | ECCT1CCB1103HTT | U48/03-XLSV-01-3-A5-01 | Cable | LV | N2XKYRGBY-O 3*16 MM2 SM (DRUM NO:16-2481) | 3*16 | 1071-O2 -EL-PO-002-6002-A0-2-004 | OPEN PACKING LIST | Kerman Cable Industries | 1030 | meter | 0 | MTR TO C-7501 | ODCC-EL-IGC-0173 | IGC | 2021-11-17 | 1030 | [50 empty] | 1030
3734 | 41 | ECCT1CCB1103HTT | U41-XLSV-01-3-A5-02 | Cable | LV | N2XKYRGBY-O 3*16 MM2 SM (DRUM NO:16-2450) | 3*16 | 1071-O2 -EL-PO-002-6002-A0-2-004 | OPEN PACKING LIST | Kerman Cable Industries | 991 | meter | 0 |  | ODCC-EL-ARP-0064 | Abad Rahan | 2021-11-23 | 991 | 991 | [49 empty] | 991
3735 | 41 | ECCT1CCB1103HTT | U41-XLSV-01-3-A5-01 | Cable | LV | N2XKYRGBY-O 3*16 MM2 SM (DRUM NO:16-2451) | 3*16 | 1071-O2 -EL-PO-002-6002-A0-2-004 | OPEN PACKING LIST | Kerman Cable Industries | 994 | meter | 0 |  | ODCC-EL-ARP-0064 | Abad Rahan | 2021-11-23 | 994 | 994 | [49 empty] | 994
3736 | 41 | ECCT1CCB1103HHH | U41-XLSV-01-3-A5-03 | Cable | LV | N2XKYRGBY-J 3*16 MM2 SM (DRUM NO:12-2540) | 3*16 | 1071-O2 -EL-PO-002-6002-A0-2-004 | OPEN PACKING LIST | Kerman Cable Industries | 413 | meter | 0 |  | ODCC-EL-ARP-0064 | Abad Rahan | 2021-11-23 | 413 | 413 | [49 empty] | 413
3737 | 51 | ICCA1215123030_72 | 7501-O2-EL-U51-T15-901 | Cable | CONTROL | Instrumentation 6x3x0.75 RM + 7x0.75 mm² C2 --- 500 V --- Cu/PVCE/ISCR/OSCR/PVC/LSh/PVC/SWA/PVC --- [Light Blue](Drum No.:1994924) | 6T*0.75 | 1071-O2-IN-PO-018-7501-A2-0-001 | OPEN PACKING LIST | ABHAR WIRE & CABLE CO. | 618 | meter | 0 |  | ODCC-IN-IGC-0024 | IGC | 2021-11-17 | 618 | [50 empty] | 618
3738 | 51 | ICCA1215123030_72 | 7501-O2-EL-U51-T15-902 | Cable | CONTROL | Instrumentation 6x3x0.75 RM + 7x0.75 mm² C2 --- 500 V --- Cu/PVCE/ISCR/OSCR/PVC/LSh/PVC/SWA/PVC --- [Light Blue](Drum No.:1994926) | 6T*0.75 | 1071-O2-IN-PO-018-7501-A2-0-001 | OPEN PACKING LIST | ABHAR WIRE & CABLE CO. | 611 | meter | 0 |  | ODCC-IN-IGC-0024 | IGC | 2021-11-17 | 611 | [50 empty] | 611
3739 | 51 | ICCA1215123030_72 | 7501-O2-EL-U51-T15-903 | Cable | CONTROL | Instrumentation 6x3x0.75 RM + 7x0.75 mm² C2 --- 500 V --- Cu/PVCE/ISCR/OSCR/PVC/LSh/PVC/SWA/PVC --- [Light Blue](Drum No.:1994911) | 6T*0.75 | 1071-O2-IN-PO-018-7501-A2-0-001 | OPEN PACKING LIST | ABHAR WIRE & CABLE CO. | 667 | meter | 0 |  | ODCC-IN-IGC-0024 | IGC | 2021-11-17 | 667 | [50 empty] | 667
3740 | 51 | ICCA1215123030_72 | 7501-O2-EL-U51-T15-904 | Cable | CONTROL | Instrumentation 6x3x0.75 RM + 7x0.75 mm² C2 --- 500 V --- Cu/PVCE/ISCR/OSCR/PVC/LSh/PVC/SWA/PVC --- [Light Blue](Drum No.:1994912) | 6T*0.75 | 1071-O2-IN-PO-018-7501-A2-0-001 | OPEN PACKING LIST | ABHAR WIRE & CABLE CO. | 668 | meter | 0 |  | ODCC-IN-IGC-0024 | IGC | 2021-11-17 | 668 | [50 empty] | 668
3741 | 51 | ICCA1215123030_72 | 7501-O2-EL-U51-T15-905 | Cable | CONTROL | Instrumentation 6x3x0.75 RM + 7x0.75 mm² C2 --- 500 V --- Cu/PVCE/ISCR/OSCR/PVC/LSh/PVC/SWA/PVC --- [Light Blue](Drum No.:1994913) | 6T*0.75 | 1071-O2-IN-PO-018-7501-A2-0-001 | OPEN PACKING LIST | ABHAR WIRE & CABLE CO. | 665 | meter | 0 |  | ODCC-IN-IGC-0024 | IGC | 2021-11-17 | 665 | [50 empty] | 665
3742 | 51 | ICCA1215123030_72 | 7501-O2-EL-U51-T15-906 | Cable | CONTROL | Instrumentation 6x3x0.75 RM + 7x0.75 mm² C2 --- 500 V --- Cu/PVCE/ISCR/OSCR/PVC/LSh/PVC/SWA/PVC --- [Light Blue](Drum No.:1994914) | 6T*0.75 | 1071-O2-IN-PO-018-7501-A2-0-001 | OPEN PACKING LIST | ABHAR WIRE & CABLE CO. | 665 | meter | 0 |  | ODCC-IN-IGC-0024 | IGC | 2021-11-17 | 665 | [50 empty] | 665
3743 | 51 | ICCA1215123030_72 | 7501-O2-EL-U51-T15-907 | Cable | CONTROL | Instrumentation 6x3x0.75 RM + 7x0.75 mm² C2 --- 500 V --- Cu/PVCE/ISCR/OSCR/PVC/LSh/PVC/SWA/PVC --- [Light Blue](Drum No.:1994923) | 6T*0.75 | 1071-O2-IN-PO-018-7501-A2-0-001 | OPEN PACKING LIST | ABHAR WIRE & CABLE CO. | 660 | meter | 0 |  | ODCC-IN-IGC-0024 | IGC | 2021-11-17 | 660 | [50 empty] | 660
3744 | 51 | ICCA1215123030_72 | 7501-O2-EL-U51-T15-908 | Cable | CONTROL | Instrumentation 6x3x0.75 RM + 7x0.75 mm² C2 --- 500 V --- Cu/PVCE/ISCR/OSCR/PVC/LSh/PVC/SWA/PVC --- [Light Blue](Drum No.:1994925) | 6T*0.75 | 1071-O2-IN-PO-018-7501-A2-0-001 | OPEN PACKING LIST | ABHAR WIRE & CABLE CO. | 669 | meter | 0 |  | ODCC-IN-IGC-0024 | IGC | 2021-11-17 | 669 | [50 empty] | 669
3745 | 51 | ICCA1215123030_72 | 7501-O2-EL-U51-T15-909 | Cable | CONTROL | Instrumentation 6x3x0.75 RM + 7x0.75 mm² C2 --- 500 V --- Cu/PVCE/ISCR/OSCR/PVC/LSh/PVC/SWA/PVC --- [Light Blue](Drum No.:1994927) | 6T*0.75 | 1071-O2-IN-PO-018-7501-A2-0-001 | OPEN PACKING LIST | ABHAR WIRE & CABLE CO. | 669 | meter | 0 |  | ODCC-IN-IGC-0024 | IGC | 2021-11-17 | 669 | [50 empty] | 669
3746 | 51 | ICCA1215123030_72 | 7501-O2-EL-U51-T15-910 | Cable | CONTROL | Instrumentation 6x3x0.75 RM + 7x0.75 mm² C2 --- 500 V --- Cu/PVCE/ISCR/OSCR/PVC/LSh/PVC/SWA/PVC --- [Light Blue](Drum No.:1994916) | 6T*0.75 | 1071-O2-IN-PO-018-7501-A2-0-001 | OPEN PACKING LIST | ABHAR WIRE & CABLE CO. | 565 | meter | 0 |  | ODCC-IN-IGC-0025 | IGC | 2021-11-17 | 565 | [50 empty] | 565
3747 | 51 | ICCA1215123030_72 | 7501-O2-EL-U51-T15-911 | Cable | CONTROL | Instrumentation 6x3x0.75 RM + 7x0.75 mm² C2 --- 500 V --- Cu/PVCE/ISCR/OSCR/PVC/LSh/PVC/SWA/PVC --- [Light Blue](Drum No.:1994917) | 6T*0.75 | 1071-O2-IN-PO-018-7501-A2-0-001 | OPEN PACKING LIST | ABHAR WIRE & CABLE CO. | 566 | meter | 0 |  | ODCC-IN-IGC-0025 | IGC | 2021-11-17 | 566 | [50 empty] | 566
3748 | 51 | ICCA1215123030_72 | 7501-O2-EL-U51-T15-912 | Cable | CONTROL | Instrumentation 6x3x0.75 RM + 7x0.75 mm² C2 --- 500 V --- Cu/PVCE/ISCR/OSCR/PVC/LSh/PVC/SWA/PVC --- [Light Blue](Drum No.:1994928) | 6T*0.75 | 1071-O2-IN-PO-018-7501-A2-0-001 | OPEN PACKING LIST | ABHAR WIRE & CABLE CO. | 669 | meter | 0 |  | ODCC-IN-IGC-0024 | IGC | 2021-11-17 | 669 | [50 empty] | 669
3749 | 51 | ICCA1215123030_72 | 7501-O2-EL-U51-T15-913 | Cable | CONTROL | Instrumentation 6x3x0.75 RM + 7x0.75 mm² C2 --- 500 V --- Cu/PVCE/ISCR/OSCR/PVC/LSh/PVC/SWA/PVC --- [Light Blue](Drum No.:2992510) | 6T*0.75 | 1071-O2-IN-PO-018-7501-A2-0-001 | OPEN PACKING LIST | ABHAR WIRE & CABLE CO. | 669 | meter | 0 |  | ODCC-IN-IGC-0024 | IGC | 2021-11-17 | 669 | [50 empty] | 669
3750 | 51 | ICCA1215123030_72 | 7501-O2-EL-U51-T15-914 | Cable | CONTROL | Instrumentation 6x3x0.75 RM + 7x0.75 mm² C2 --- 500 V --- Cu/PVCE/ISCR/OSCR/PVC/LSh/PVC/SWA/PVC --- [Light Blue](Drum No.:2992509) | 6T*0.75 | 1071-O2-IN-PO-018-7501-A2-0-001 | OPEN PACKING LIST | ABHAR WIRE & CABLE CO. | 761 | meter | 0 |  | ODCC-IN-IGC-0024 | IGC | 2021-11-17 | 761 | [50 empty] | 761
3751 | 51 | ICCA1215123030_72 | 7501-O2-EL-U51-T15-915 | Cable | CONTROL | Instrumentation 6x3x0.75 RM + 7x0.75 mm² C2 --- 500 V --- Cu/PVCE/ISCR/OSCR/PVC/LSh/PVC/SWA/PVC --- [Light Blue](Drum No.:2992513) | 6T*0.75 | 1071-O2-IN-PO-018-7501-A2-0-001 | OPEN PACKING LIST | ABHAR WIRE & CABLE CO. | 851 | meter | 0 |  | ODCC-IN-IGC-0024 | IGC | 2021-11-17 | 851 | [50 empty] | 851
3752 | 51 | ICCA1215123030_72 | 7501-O2-EL-U51-T15-916 | Cable | CONTROL | Instrumentation 6x3x0.75 RM + 7x0.75 mm² C2 --- 500 V --- Cu/PVCE/ISCR/OSCR/PVC/LSh/PVC/SWA/PVC --- [Light Blue](Drum No.:1994915) | 6T*0.75 | 1071-O2-IN-PO-018-7501-A2-0-001 | OPEN PACKING LIST | ABHAR WIRE & CABLE CO. | 845 | meter | 0 |  | ODCC-IN-IGC-0024 | IGC | 2021-11-17 | 845 | [50 empty] | 845
3753 | 51 | ICCA1215123030_72 | 7501-O2-EL-U51-T15-917 | Cable | CONTROL | Instrumentation 6x3x0.75 RM + 7x0.75 mm² C2 --- 500 V --- Cu/PVCE/ISCR/OSCR/PVC/LSh/PVC/SWA/PVC --- [Light Blue](Drum No.:2992511) | 6T*0.75 | 1071-O2-IN-PO-018-7501-A2-0-001 | OPEN PACKING LIST | ABHAR WIRE & CABLE CO. | 875 | meter | 0 |  | ODCC-IN-IGC-0024 | IGC | 2021-11-17 | 875 | [50 empty] | 875
3754 | 50 | EREFP10 |  | Cable | Earthing | Earth Cable NYA-35 mm2 rm Yellow/Green (Drum No.: 8-2072) | 1*35 | SEI-EL-ODCC-0001 | OPEN PACKING LIST | SEI | 0 | meter | -405 |  | ODCC-EL-ARP-0043 | Abad Rahan | 2021-06-27 | 405 | 405 | به دلیل اینکه مقدار آن در Status اعمال نشود مقدار آن صفر شده است. | [48 empty] | 405
3755 | 45 | EREFP08 |  | Cable | Earthing | Earth Cable NYA-16 mm2 rm Yellow/Green (Drum No.: 8-2052) | 1*16 | SEI-EL-ODCC-0001 | OPEN PACKING LIST | SEI | 1012 | meter | 1012 | Abad Rahan | [54 empty] | 0
3756 | SS-40-03 | ELLE02L05BAH4BN000 | Battery Backup | Lighting system | FIXTURE | LIGHTING FIXTURE-TARA-4000K-54W-SURFACE-WITH BATTERY PACK | 2*36W | 1071-O2-EL-PO-027-6516-A0-0-03 | OPEN PACKING LIST | GOLNOOR | 21 | PCS | 1 |  | ODCC-EL-IGC-0191 | IGC | 2021-10-12 | 20 | 20 | manual | [48 empty] | 20
3757 | CR-40-01 | ELLE02L06BAH4BN000 | Battery Backup | Lighting system | FIXTURE | LIGHTING FIXTURE-TARA-4000K-54W-SURFACE-WITH BATTERY PACK | 2*36W | 1071-O2-EL-PO-027-6516-A0-0-03 | OPEN PACKING LIST | GOLNOOR | 4 | PCS | 0 |  | ODCC-EL-IGC-0171 | IGC | 2021-11-13 | 4 | 4 | [49 empty] | 4
3758 | CR-40-02 | ELLE02L06BAH4BN000 | Battery Backup | Lighting system | FIXTURE | LIGHTING FIXTURE-TARA-4000K-54W-SURFACE-WITH BATTERY PACK | 2*36W | 1071-O2-EL-PO-027-6516-A0-0-03 | OPEN PACKING LIST | GOLNOOR | 5 | PCS | 0 |  | ODCC-EL-IGC-0170 | IGC | 2021-11-12 | 5 | 5 | [49 empty] | 5
3759 | SS-40-04 | ELLE02L05BAH4BN000 | Battery Backup | Lighting system | FIXTURE | LIGHTING FIXTURE-TARA-4000K-54W-SURFACE-WITH BATTERY PACK | 2*36W | 1071-O2-EL-PO-027-6516-A0-0-03 | OPEN PACKING LIST | GOLNOOR | 22 | PCS | 2 |  | ODCC-EL-IGC-0188 | IGC | 2021-08-09 | 20 | 20 | manual | [48 empty] | 20
3760 | SS-40-04 | ELLE02L05BAH4BN000 | Battery Backup | Lighting system | FIXTURE | LIGHTING FIXTURE-TARA-4000K-54W-SURFACE-WITH BATTERY PACK | 2*36W | 1071-O2-EL-PO-027-6516-A0-0-03 | OPEN PACKING LIST | GOLNOOR | 10 | PCS | 2 |  | ODCC-EL-IGC-0170 | IGC | 2021-11-12 | 8 | 8 | دو عدد برای هر ساب برای گالری کابل | [48 empty] | 8
3761 | SS-40-05 | ELLE02L05BAH4BN000 | Battery Backup | Lighting system | FIXTURE | LIGHTING FIXTURE-TARA-4000K-54W-SURFACE-WITH BATTERY PACK | 2*36W | 1071-O2-EL-PO-027-6516-A0-0-03 | OPEN PACKING LIST | GOLNOOR | 21 | PCS | 1 |  | ODCC-EL-IGC-0188 | IGC | 2021-08-09 | 20 | 20 | manual | [48 empty] | 20
3762 | SS-40-09 | ELLE02L05BAH4BN000 | Battery Backup | Lighting system | FIXTURE | LIGHTING FIXTURE-TARA-4000K-54W-SURFACE-WITH BATTERY PACK | 2*36W | 1071-O2-EL-PO-027-6516-A0-0-03 | OPEN PACKING LIST | GOLNOOR | 21 | PCS | 1 |  | ODCC-EL-IGC-0188 | IGC | 2021-08-09 | 20 | 20 | manual | [48 empty] | 20
3763 | CR-40-03 | ELLE02L06BAH4BN000 | Battery Backup | Lighting system | FIXTURE | LIGHTING FIXTURE-TARA-4000K-54W-SURFACE-WITH BATTERY PACK | 2*36W | 1071-O2-EL-PO-027-6516-A0-0-03 | OPEN PACKING LIST | GOLNOOR | 4 | PCS | 0 |  | ODCC-EL-IGC-0170 | IGC | 2021-11-12 | 4 | 4 | [49 empty] | 4
3764 | RIB-40-01 | ELLE02L06BAH4BN000 | Battery Backup | Lighting system | FIXTURE | LIGHTING FIXTURE-TARA-4000K-54W-SURFACE-WITH BATTERY PACK | 2*36W | 1071-O2-EL-PO-027-6516-A0-0-03 | OPEN PACKING LIST | GOLNOOR | 2 | PCS | 0 |  | ODCC-EL-IGC-0191 | IGC | 2021-10-12 | 2 | 2 | manual | [48 empty] | 2
3765 | RIB-40-03 | ELLE02L06BAH4BN000 | Battery Backup | Lighting system | FIXTURE | LIGHTING FIXTURE-TARA-4000K-54W-SURFACE-WITH BATTERY PACK | 2*36W | 1071-O2-EL-PO-027-6516-A0-0-03 | OPEN PACKING LIST | GOLNOOR | 4 | PCS | 0 |  | ODCC-EL-IGC-0191 | IGC | 2021-10-12 | 4 | 4 | manual | [48 empty] | 4
3766 | CR-40-01 | ELLE02L04BAH4BN000 | Battery Backup | Lighting system | FIXTURE | LIGHTING FIXTURE-TARA-4000K-54W-PENDANT-WITH BATTERY PACK | 2*36W | 1071-O2-EL-PO-027-6516-A0-0-03 | OPEN PACKING LIST | GOLNOOR | 2 | PCS | 0 |  | ODCC-EL-IGC-0171 | IGC | 2021-11-13 | 2 | 2 | [49 empty] | 2
3767 | CR-40-02 | ELLE02L04BAH4BN000 | Battery Backup | Lighting system | FIXTURE | LIGHTING FIXTURE-TARA-4000K-54W-PENDANT-WITH BATTERY PACK | 2*36W | 1071-O2-EL-PO-027-6516-A0-0-03 | OPEN PACKING LIST | GOLNOOR | 2 | PCS | 0 |  | ODCC-EL-IGC-0170 | IGC | 2021-11-12 | 2 | 2 | [49 empty] | 2
3768 | CR-40-03 | ELLE02L04BAH4BN000 | Battery Backup | Lighting system | FIXTURE | LIGHTING FIXTURE-TARA-4000K-54W-PENDANT-WITH BATTERY PACK | 2*36W | 1071-O2-EL-PO-027-6516-A0-0-03 | OPEN PACKING LIST | GOLNOOR | 1 | PCS | 0 |  | ODCC-EL-IGC-0170 | IGC | 2021-11-12 | 1 | 1 | [49 empty] | 1
3769 | CR-40-01 | EPSH041I5FN000 |  | Lighting system | JUNCTION BOX | INDUSTRIAL JUNCTION BOX GIJB 302 - 3WAY (Outdoor Type) | 3WAY | 1071-O2-EL-PO-027-6516-A0-0-03 | OPEN PACKING LIST | GOLNOOR | 15 | PCS | 4 |  | ODCC-EL-IGC-0188 | IGC | 2021-08-09 | 11 | 11 | manual | [48 empty] | 11
3770 | CR-40-02 | EPSH041I5FN000 |  | Lighting system | JUNCTION BOX | INDUSTRIAL JUNCTION BOX GIJB 302 - 3WAY (Outdoor Type) | 3WAY | 1071-O2-EL-PO-027-6516-A0-0-03 | OPEN PACKING LIST | GOLNOOR | 18 | PCS | 0 |  | ODCC-EL-IGC-0188 | IGC | 2021-09-15 | 18 | 18 | manual | [48 empty] | 18
3771 | CR-40-03 | EPSH041I5FN000 |  | Lighting system | JUNCTION BOX | INDUSTRIAL JUNCTION BOX GIJB 302 - 3WAY (Outdoor Type) | 3WAY | 1071-O2-EL-PO-027-6516-A0-0-03 | OPEN PACKING LIST | GOLNOOR | 17 | PCS | 5 |  | ODCC-EL-IGC-0188 | IGC | 2021-08-09 | 12 | 12 | manual | [48 empty] | 12
3772 | RIB-40-02 | EPSH041I5FN000 |  | Lighting system | JUNCTION BOX | INDUSTRIAL JUNCTION BOX GIJB 302 - 3WAY (Outdoor Type) | 3WAY | 1071-O2-EL-PO-027-6516-A0-0-03 | OPEN PACKING LIST | GOLNOOR | 11 | PCS | 1 |  | ODCC-EL-IGC-0188 | IGC | 2021-09-15 | 10 | 10 | manual | [48 empty] | 10
3773 | RIB-40-03 | EPSH041I5FN000 |  | Lighting system | JUNCTION BOX | INDUSTRIAL JUNCTION BOX GIJB 302 - 3WAY (Outdoor Type) | 3WAY | 1071-O2-EL-PO-027-6516-A0-0-03 | OPEN PACKING LIST | GOLNOOR | 11 | PCS | 1 |  | ODCC-EL-IGC-0188 | IGC | 2021-09-15 | 10 | 10 | manual | [48 empty] | 10
3774 | SS-40-03 | EPSH041I5FN000 |  | Lighting system | JUNCTION BOX | INDUSTRIAL JUNCTION BOX GIJB 302 - 3WAY (Outdoor Type) | 3WAY | 1071-O2-EL-PO-027-6516-A0-0-03 | OPEN PACKING LIST | GOLNOOR | 81 | PCS | 23 |  | ODCC-EL-IGC-0167 | IGC | 2021-11-07 | 58 | 58 | [49 empty] | 58
3775 | SS-40-04 | EPSH041I5FN000 |  | Lighting system | JUNCTION BOX | INDUSTRIAL JUNCTION BOX GIJB 302 - 3WAY (Outdoor Type) | 3WAY | 1071-O2-EL-PO-027-6516-A0-0-03 | OPEN PACKING LIST | GOLNOOR | 58 | PCS | 12 |  | ODCC-EL-IGC-0188 | IGC | 2021-09-15 | 46 | 46 | manual | [48 empty] | 46
3776 | SS-40-05 | EPSH041I5FN000 |  | Lighting system | JUNCTION BOX | INDUSTRIAL JUNCTION BOX GIJB 302 - 3WAY (Outdoor Type) | 3WAY | 1071-O2-EL-PO-027-6516-A0-0-03 | OPEN PACKING LIST | GOLNOOR | 92 | PCS | 17 |  | ODCC-EL-IGC-0188 | IGC | 2021-08-09 | 75 | 75 | manual | [48 empty] | 75
3777 | SS-40-09 | EPSH041I5FN000 |  | Lighting system | JUNCTION BOX | INDUSTRIAL JUNCTION BOX GIJB 302 - 3WAY (Outdoor Type) | 3WAY | 1071-O2-EL-PO-027-6516-A0-0-03 | OPEN PACKING LIST | GOLNOOR | 97 | PCS | 17 |  | ODCC-EL-IGC-0188 | IGC | 2021-08-09 | 80 | 80 | manual | [48 empty] | 80
3778 | BD-40-02 | EPSH041I5FN000 |  | Lighting system | JUNCTION BOX | INDUSTRIAL JUNCTION BOX GIJB 302 - 3WAY (Outdoor Type) | 3WAY | 1071-O2-EL-PO-027-6516-A0-0-03 | OPEN PACKING LIST | GOLNOOR | 9 | PCS | 9 | [55 empty] | 0
3779 | BD-40-11 | EPSH041I5FN000 |  | Lighting system | JUNCTION BOX | INDUSTRIAL JUNCTION BOX GIJB 302 - 3WAY (Outdoor Type) | 3WAY | 1071-O2-EL-PO-027-6516-A0-0-03 | OPEN PACKING LIST | GOLNOOR | 4 | PCS | 4 | [55 empty] | 0
3780 | BD-40-10 | EPSH041I5FN000 |  | Lighting system | JUNCTION BOX | INDUSTRIAL JUNCTION BOX GIJB 302 - 3WAY (Outdoor Type) | 3WAY | 1071-O2-EL-PO-027-6516-A0-0-03 | OPEN PACKING LIST | GOLNOOR | 4 | PCS | 4 | [55 empty] | 0
3781 | BD-40-12 | EPSH041I5FN000 |  | Lighting system | JUNCTION BOX | INDUSTRIAL JUNCTION BOX GIJB 302 - 3WAY (Outdoor Type) | 3WAY | 1071-O2-EL-PO-027-6516-A0-0-03 | OPEN PACKING LIST | GOLNOOR | 16 | PCS | 16 | [55 empty] | 0
3782 | CR-40-01 | EPSH041H4BN000 |  | Lighting system | JUNCTION BOX | INDUSTRIAL JUNCTION BOX GIJB 302 - 3WAY (Outdoor Type) | 3WAY | 1071-O2-EL-PO-027-6516-A0-0-03 | OPEN PACKING LIST | GOLNOOR | 24 | PCS | 2 |  | ODCC-EL-IGC-0188 | IGC | 2021-08-09 | 20 | 20 | manual | ODCC-EL-IGC-0185 | IGC | 2021-12-08 | 2 | 2 | RIB-40-01 | [42 empty] | 22
3783 | CR-40-02 | EPSH041H4BN000 |  | Lighting system | JUNCTION BOX | INDUSTRIAL JUNCTION BOX GIJB 302 - 3WAY (Outdoor Type) | 3WAY | 1071-O2-EL-PO-027-6516-A0-0-03 | OPEN PACKING LIST | GOLNOOR | 15 | PCS | 0 |  | ODCC-EL-IGC-0188 | IGC | 2021-09-15 | 15 | 15 | manual | [48 empty] | 15
3784 | CR-40-03 | EPSH041H4BN000 |  | Lighting system | JUNCTION BOX | INDUSTRIAL JUNCTION BOX GIJB 302 - 3WAY (Outdoor Type) | 3WAY | 1071-O2-EL-PO-027-6516-A0-0-03 | OPEN PACKING LIST | GOLNOOR | 20 | PCS | 0 |  | ODCC-EL-IGC-0188 | IGC | 2021-08-09 | 20 | 20 | manual | [48 empty] | 20
3785 | RIB-40-01 | EPSH041H4BN000 |  | Lighting system | JUNCTION BOX | INDUSTRIAL JUNCTION BOX GIJB 302 - 3WAY (Outdoor Type) | 3WAY | 1071-O2-EL-PO-027-6516-A0-0-03 | OPEN PACKING LIST | GOLNOOR | 4 | PCS | 0 |  | ODCC-EL-IGC-0188 | IGC | 2021-09-15 | 4 | 4 | manual | [48 empty] | 4
3786 | RIB-40-02 | EPSH041H4BN000 |  | Lighting system | JUNCTION BOX | INDUSTRIAL JUNCTION BOX GIJB 302 - 3WAY (Outdoor Type) | 3WAY | 1071-O2-EL-PO-027-6516-A0-0-03 | OPEN PACKING LIST | GOLNOOR | 5 | PCS | 0 |  | ODCC-EL-IGC-0188 | IGC | 2021-09-15 | 5 | 5 | manual | [48 empty] | 5
3787 | RIB-40-03 | EPSH041H4BN000 |  | Lighting system | JUNCTION BOX | INDUSTRIAL JUNCTION BOX GIJB 302 - 3WAY (Outdoor Type) | 3WAY | 1071-O2-EL-PO-027-6516-A0-0-03 | OPEN PACKING LIST | GOLNOOR | 10 | PCS | 0 |  | ODCC-EL-IGC-0188 | IGC | 2021-09-15 | 10 | 10 | manual | [48 empty] | 10
3788 | SS-40-03 | EPSH041H4BN000 |  | Lighting system | JUNCTION BOX | INDUSTRIAL JUNCTION BOX GIJB 302 - 3WAY (Outdoor Type) | 3WAY | 1071-O2-EL-PO-027-6516-A0-0-03 | OPEN PACKING LIST | GOLNOOR | 25 | PCS | 10 |  | ODCC-EL-IGC-0167 | IGC | 2021-11-07 | 15 | 15 | [49 empty] | 15
3789 | SS-40-04 | EPSH041H4BN000 |  | Lighting system | JUNCTION BOX | INDUSTRIAL JUNCTION BOX GIJB 302 - 3WAY (Outdoor Type) | 3WAY | 1071-O2-EL-PO-027-6516-A0-0-03 | OPEN PACKING LIST | GOLNOOR | 25 | PCS | 25 | [55 empty] | 0
3790 | SS-40-05 | EPSH041H4BN000 |  | Lighting system | JUNCTION BOX | INDUSTRIAL JUNCTION BOX GIJB 302 - 3WAY (Outdoor Type) | 3WAY | 1071-O2-EL-PO-027-6516-A0-0-03 | OPEN PACKING LIST | GOLNOOR | 16 | PCS | 16 | [55 empty] | 0
3791 | SS-40-09 | EPSH041H4BN000 |  | Lighting system | JUNCTION BOX | INDUSTRIAL JUNCTION BOX GIJB 302 - 3WAY (Outdoor Type) | 3WAY | 1071-O2-EL-PO-027-6516-A0-0-03 | OPEN PACKING LIST | GOLNOOR | 30 | PCS | 30 | [55 empty] | 0
3792 | SS-40-05 | EPSH041I5FN000 |  | Lighting system | Cable Gland | GLAND - INDUSTRIAL - M25 - NON -ARMORED-3WAY JB | 25mm | 1071-O2-EL-PO-027-6516-A0-0-03 | OPEN PACKING LIST | GOLNOOR | 276 | PCS | 51 |  | ODCC-EL-IGC-0188 | IGC | 2021-08-09 | 225 | 225 | manual | [48 empty] | 225
3793 | SS-40-09 | EPSH041I5FN000 |  | Lighting system | Cable Gland | GLAND - INDUSTRIAL - M25 - NON -ARMORED-3WAY JB | 25mm | 1071-O2-EL-PO-027-6516-A0-0-03 | OPEN PACKING LIST | GOLNOOR | 291 | PCS | 51 |  | ODCC-EL-IGC-0188 | IGC | 2021-08-09 | 240 | 240 | manual | [48 empty] | 240
3794 | BD-40-02 | EPSH041I5FN000 |  | Lighting system | Cable Gland | GLAND - INDUSTRIAL - M25 - NON -ARMORED-3WAY JB | 25mm | 1071-O2-EL-PO-027-6516-A0-0-03 | OPEN PACKING LIST | GOLNOOR | 27 | PCS | 27 | [55 empty] | 0
3795 | BD-40-11 | EPSH041I5FN000 |  | Lighting system | Cable Gland | GLAND - INDUSTRIAL - M25 - NON -ARMORED-3WAY JB | 25mm | 1071-O2-EL-PO-027-6516-A0-0-03 | OPEN PACKING LIST | GOLNOOR | 12 | PCS | 12 | [55 empty] | 0
3796 | BD-40-10 | EPSH041I5FN000 |  | Lighting system | Cable Gland | GLAND - INDUSTRIAL - M25 - NON -ARMORED-3WAY JB | 25mm | 1071-O2-EL-PO-027-6516-A0-0-03 | OPEN PACKING LIST | GOLNOOR | 12 | PCS | 12 | [55 empty] | 0
3797 | BD-40-12 | EPSH041I5FN000 |  | Lighting system | Cable Gland | GLAND - INDUSTRIAL - M25 - NON -ARMORED-3WAY JB | 25mm | 1071-O2-EL-PO-027-6516-A0-0-03 | OPEN PACKING LIST | GOLNOOR | 48 | PCS | 48 | [55 empty] | 0
3798 | CR-40-01 | EPSH041H4BN000 |  | Lighting system | Cable Gland | GLAND - INDUSTRIAL - M25 - NON -ARMORED-3WAY JB | 25mm | 1071-O2-EL-PO-027-6516-A0-0-03 | OPEN PACKING LIST | GOLNOOR | 72 | PCS | 6 |  | ODCC-EL-IGC-0188 | IGC | 2021-08-09 | 60 | 60 | manual | ODCC-EL-IGC-0185 | IGC | 2021-12-08 | 6 | 6 | RIB-40-01 | [42 empty] | 66
3799 | CR-40-02 | EPSH041H4BN000 |  | Lighting system | Cable Gland | GLAND - INDUSTRIAL - M25 - NON -ARMORED-3WAY JB | 25mm | 1071-O2-EL-PO-027-6516-A0-0-03 | OPEN PACKING LIST | GOLNOOR | 45 | PCS | 0 |  | ODCC-EL-IGC-0188 | IGC | 2021-09-15 | 45 | 45 | manual | [48 empty] | 45
3800 | CR-40-03 | EPSH041H4BN000 |  | Lighting system | Cable Gland | GLAND - INDUSTRIAL - M25 - NON -ARMORED-3WAY JB | 25mm | 1071-O2-EL-PO-027-6516-A0-0-03 | OPEN PACKING LIST | GOLNOOR | 60 | PCS | 0 |  | ODCC-EL-IGC-0188 | IGC | 2021-08-09 | 60 | 60 | manual | [48 empty] | 60
3801 | RIB-40-01 | EPSH041H4BN000 |  | Lighting system | Cable Gland | GLAND - INDUSTRIAL - M25 - NON -ARMORED-3WAY JB | 25mm | 1071-O2-EL-PO-027-6516-A0-0-03 | OPEN PACKING LIST | GOLNOOR | 12 | PCS | 0 |  | ODCC-EL-IGC-0188 | IGC | 2021-09-15 | 12 | 12 | manual | [48 empty] | 12
3802 | RIB-40-02 | EPSH041H4BN000 |  | Lighting system | Cable Gland | GLAND - INDUSTRIAL - M25 - NON -ARMORED-3WAY JB | 25mm | 1071-O2-EL-PO-027-6516-A0-0-03 | OPEN PACKING LIST | GOLNOOR | 15 | PCS | 0 |  | ODCC-EL-IGC-0188 | IGC | 2021-09-15 | 15 | 15 | manual | [48 empty] | 15
3803 | RIB-40-03 | EPSH041H4BN000 |  | Lighting system | Cable Gland | GLAND - INDUSTRIAL - M25 - NON -ARMORED-3WAY JB | 25mm | 1071-O2-EL-PO-027-6516-A0-0-03 | OPEN PACKING LIST | GOLNOOR | 30 | PCS | 0 |  | ODCC-EL-IGC-0188 | IGC | 2021-09-15 | 30 | 30 | manual | [48 empty] | 30
3804 | SS-40-03 | EPSH041H4BN000 |  | Lighting system | Cable Gland | GLAND - INDUSTRIAL - M25 - NON -ARMORED-3WAY JB | 25mm | 1071-O2-EL-PO-027-6516-A0-0-03 | OPEN PACKING LIST | GOLNOOR | 75 | PCS | 30 |  | ODCC-EL-IGC-0167 | IGC | 2021-11-07 | 45 | 45 | [49 empty] | 45
3805 | SS-40-04 | EPSH041H4BN000 |  | Lighting system | Cable Gland | GLAND - INDUSTRIAL - M25 - NON -ARMORED-3WAY JB | 25mm | 1071-O2-EL-PO-027-6516-A0-0-03 | OPEN PACKING LIST | GOLNOOR | 75 | PCS | 75 | [55 empty] | 0
3806 | SS-40-05 | EPSH041H4BN000 |  | Lighting system | Cable Gland | GLAND - INDUSTRIAL - M25 - NON -ARMORED-3WAY JB | 25mm | 1071-O2-EL-PO-027-6516-A0-0-03 | OPEN PACKING LIST | GOLNOOR | 48 | PCS | 48 | [55 empty] | 0
3807 | SS-40-09 | EPSH041H4BN000 |  | Lighting system | Cable Gland | GLAND - INDUSTRIAL - M25 - NON -ARMORED-3WAY JB | 25mm | 1071-O2-EL-PO-027-6516-A0-0-03 | OPEN PACKING LIST | GOLNOOR | 90 | PCS | 90 | [55 empty] | 0
3808 | SS-40-05 | ELLD02L06AAI5FN000 |  | Lighting system | Cable Gland | GLAND - INDUSTRIAL - M25 - NON -ARMORED-FOR ATLANTIS M2*36W | 25mm | 1071-O2-EL-PO-027-6516-A0-0-03 | OPEN PACKING LIST | GOLNOOR | 208 | PCS | 68 |  | ODCC-EL-IGC-0127 | IGC | 2021-07-07 | 140 | 140 | [49 empty] | 140
3809 | SS-40-09 | ELLD02L06AAI5FN000 |  | Lighting system | Cable Gland | GLAND - INDUSTRIAL - M25 - NON -ARMORED-FOR ATLANTIS M2*36W | 25mm | 1071-O2-EL-PO-027-6516-A0-0-03 | OPEN PACKING LIST | GOLNOOR | 216 | PCS | 64 |  | ODCC-EL-IGC-0168 | IGC | 2021-06-24 | 152 | 152 | manual | [48 empty] | 152
3810 | BD-40-10 | ELLD02L06AAI5FN000 |  | Lighting system | Cable Gland | GLAND - INDUSTRIAL - M25 - NON -ARMORED-FOR ATLANTIS M2*36W | 25mm | 1071-O2-EL-PO-027-6516-A0-0-03 | OPEN PACKING LIST | GOLNOOR | 22 | PCS | 22 | [55 empty] | 0
3811 | BD-40-10 | ELLC02L05AAI5FN000 | ELLD02L06AAI5FN000 | Lighting system | Cable Gland | GLAND - INDUSTRIAL - M25 - NON -ARMORED-FOR ATLANTIS M2*36W | 25mm | 1071-O2-EL-PO-027-6516-A0-0-03 | OPEN PACKING LIST | GOLNOOR | 66 | PCS | 66 | [55 empty] | 0
3812 | BD-40-11 | ELLD02L06AAI5FN000 |  | Lighting system | Cable Gland | GLAND - INDUSTRIAL - M25 - NON -ARMORED-FOR ATLANTIS M2*36W | 25mm | 1071-O2-EL-PO-027-6516-A0-0-03 | OPEN PACKING LIST | GOLNOOR | 48 | PCS | 48 | [55 empty] | 0
3813 | BD-40-12 | ELLD02L06AAI5FN000 |  | Lighting system | Cable Gland | GLAND - INDUSTRIAL - M25 - NON -ARMORED-FOR ATLANTIS M2*36W | 25mm | 1071-O2-EL-PO-027-6516-A0-0-03 | OPEN PACKING LIST | GOLNOOR | 4 | PCS | 4 | [55 empty] | 0
3814 | SS-40-04 | ELLJ02L06AAI5FN000 |  | Lighting system | Cable Gland | GLAND - INDUSTRIAL - M25 - NON -ARMORED-FOR ATLANTIS M2*36W | 25mm | 1071-O2-EL-PO-027-6516-A0-0-03 | OPEN PACKING LIST | GOLNOOR | 40 | PCS | 40 | [55 empty] | 0
3815 | BD-40-12 | ELLD02K13AAI5FN000 |  | Lighting system | Cable Gland | GLAND - INDUSTRIAL - M25 - NON -ARMORED-FOR ATLANTIS M2*36W | 25mm | 1071-O2-EL-PO-027-6516-A0-0-03 | OPEN PACKING LIST | GOLNOOR | 22 | PCS | 22 | [55 empty] | 0
3816 | BD-40-02 | ELLE02B05BAH4BM000 |  | Lighting system | Cable Gland | GLAND - INDUSTRIAL - M25 - NON -ARMORED-FOR ATLANTIS 1 2*18W | 25mm | 1071-O2-EL-PO-027-6516-A0-0-03 | OPEN PACKING LIST | GOLNOOR | 1 | PCS | 1 | [55 empty] | 0
3817 | CR-40-01 | ELLE02O06BAH4BN000 |  | Lighting system | Cable Gland | GLAND - INDUSTRIAL - M25 - NON -ARMORED-FOR ATLANTIS 1 2*18W | 25mm | 1071-O2-EL-PO-027-6516-A0-0-03 | OPEN PACKING LIST | GOLNOOR | 12 | PCS | 12 | [55 empty] | 0
3818 | CR-40-02 | ELLE02O06BAH4BN000 |  | Lighting system | Cable Gland | GLAND - INDUSTRIAL - M25 - NON -ARMORED-FOR ATLANTIS 1 2*18W | 25mm | 1071-O2-EL-PO-027-6516-A0-0-03 | OPEN PACKING LIST | GOLNOOR | 12 | PCS | 12 | [55 empty] | 0
3819 | CR-40-03 | ELLE02O06BAH4BN000 |  | Lighting system | Cable Gland | GLAND - INDUSTRIAL - M25 - NON -ARMORED-FOR ATLANTIS 1 2*18W | 25mm | 1071-O2-EL-PO-027-6516-A0-0-03 | OPEN PACKING LIST | GOLNOOR | 12 | PCS | 12 | [55 empty] | 0
3820 | RIB-40-01 | ELLE02O06BAH4BN000 |  | Lighting system | Cable Gland | GLAND - INDUSTRIAL - M25 - NON -ARMORED-FOR ATLANTIS 1 2*18W | 25mm | 1071-O2-EL-PO-027-6516-A0-0-03 | OPEN PACKING LIST | GOLNOOR | 6 | PCS | 6 | [55 empty] | 0
3821 | RIB-40-02 | ELLE02O06BAH4BN000 |  | Lighting system | Cable Gland | GLAND - INDUSTRIAL - M25 - NON -ARMORED-FOR ATLANTIS 1 2*18W | 25mm | 1071-O2-EL-PO-027-6516-A0-0-03 | OPEN PACKING LIST | GOLNOOR | 6 | PCS | 6 | [55 empty] | 0
3822 | RIB-40-03 | ELLE02O06BAH4BN000 |  | Lighting system | Cable Gland | GLAND - INDUSTRIAL - M25 - NON -ARMORED-FOR ATLANTIS 1 2*18W | 25mm | 1071-O2-EL-PO-027-6516-A0-0-03 | OPEN PACKING LIST | GOLNOOR | 6 | PCS | 6 | [55 empty] | 0
3823 | SS-40-03 | ELLE02O06BAH4BN000 |  | Lighting system | Cable Gland | GLAND - INDUSTRIAL - M25 - NON -ARMORED-FOR ATLANTIS 1 2*18W | 25mm | 1071-O2-EL-PO-027-6516-A0-0-03 | OPEN PACKING LIST | GOLNOOR | 10 | PCS | 10 | [55 empty] | 0
3824 | SS-40-04 | ELLE02O06BAH4BN000 |  | Lighting system | Cable Gland | GLAND - INDUSTRIAL - M25 - NON -ARMORED-FOR ATLANTIS 1 2*18W | 25mm | 1071-O2-EL-PO-027-6516-A0-0-03 | OPEN PACKING LIST | GOLNOOR | 12 | PCS | 12 | [55 empty] | 0
3825 | SS-40-05 | ELLE02O06BAH4BN000 |  | Lighting system | Cable Gland | GLAND - INDUSTRIAL - M25 - NON -ARMORED-FOR ATLANTIS 1 2*18W | 25mm | 1071-O2-EL-PO-027-6516-A0-0-03 | OPEN PACKING LIST | GOLNOOR | 10 | PCS | 10 | [55 empty] | 0
3826 | SS-40-09 | ELLE02O06BAH4BN000 |  | Lighting system | Cable Gland | GLAND - INDUSTRIAL - M25 - NON -ARMORED-FOR ATLANTIS 1 2*18W | 25mm | 1071-O2-EL-PO-027-6516-A0-0-03 | OPEN PACKING LIST | GOLNOOR | 12 | PCS | 12 | [55 empty] | 0
3827 | BD-40-12 | ELLF10F12AAI5FN000 |  | Lighting system | Cable Gland | GLAND - INDUSTRIAL - M25 - NON -ARMORED-FOR MARS | 25mm | 1071-O2-EL-PO-027-6516-A0-0-03 | OPEN PACKING LIST | GOLNOOR | 6 | PCS | 6 | [55 empty] | 0
3828 | BD-40-12 | ELLM10F04AAI5FN000 |  | Lighting system | Cable Gland | GLAND - INDUSTRIAL - M25 - NON -ARMORED-FOR MERIKH3 | 25mm | 1071-O2-EL-PO-027-6516-A0-0-03 | OPEN PACKING LIST | GOLNOOR | 12 | PCS | 12 | [55 empty] | 0
3829 | BD-40-11 | ELLM10F04AAI5FN000 |  | Lighting system | Cable Gland | GLAND - INDUSTRIAL - M25 - NON -ARMORED-FOR MERIKH3 | 25mm | 1071-O2-EL-PO-027-6516-A0-0-03 | OPEN PACKING LIST | GOLNOOR | 4 | PCS | 4 | [55 empty] | 0
3830 | BD-40-10 | ELLM10F04AAI5FN000 |  | Lighting system | Cable Gland | GLAND - INDUSTRIAL - M25 - NON -ARMORED-FOR MERIKH3 | 25mm | 1071-O2-EL-PO-027-6516-A0-0-03 | OPEN PACKING LIST | GOLNOOR | 61 | PCS | 61 | [55 empty] | 0
3831 | BD-40-02 | ELLM10F04BAH4BN000 |  | Lighting system | Cable Gland | GLAND - INDUSTRIAL - M25 - NON -ARMORED-FOR MERIKH3 | 25mm | 1071-O2-EL-PO-027-6516-A0-0-03 | OPEN PACKING LIST | GOLNOOR | 13 | PCS | 13 | [55 empty] | 0
3832 | SS-40-03 | EPSA063H4BN000111 |  | Lighting system | Cable Gland | GLAND - INDUSTRIAL - M25 - NON -ARMORED-FOR SWITCH | 25mm | 1071-O2-EL-PO-027-6516-A0-0-03 | OPEN PACKING LIST | GOLNOOR | 10 | PCS | 0 |  | ODCC-EL-IGC-0167 | IGC | 2021-11-07 | 8 | 8 |  | ODCC-EL-IGC-0167 | IGC | 2021-11-07 | 2 | 2 | For RIB-40-03 | [42 empty] | 10
3833 | SS-40-05 | EPSA063H4BN000111 |  | Lighting system | Cable Gland | GLAND - INDUSTRIAL - M25 - NON -ARMORED-FOR SWITCH | 25mm | 1071-O2-EL-PO-027-6516-A0-0-03 | OPEN PACKING LIST | GOLNOOR | 6 | PCS | 0 |  | ODCC-EL-IGC-0167 | IGC | 2021-11-07 | 6 | 6 | [49 empty] | 6
3834 | SS-40-09 | EPSA063H4BN000111 |  | Lighting system | Cable Gland | GLAND - INDUSTRIAL - M25 - NON -ARMORED-FOR SWITCH | 25mm | 1071-O2-EL-PO-027-6516-A0-0-03 | OPEN PACKING LIST | GOLNOOR | 6 | PCS | 0 |  | ODCC-EL-IGC-0167 | IGC | 2021-11-07 | 6 | 6 | [49 empty] | 6
3835 | SS-40-04 | EPSA063H4BN000111 |  | Lighting system | Cable Gland | GLAND - INDUSTRIAL - M25 - NON -ARMORED-FOR SWITCH | 25mm | 1071-O2-EL-PO-027-6516-A0-0-03 | OPEN PACKING LIST | GOLNOOR | 12 | PCS | 0 |  | ODCC-EL-IGC-0167 | IGC | 2021-11-07 | 10 | 10 |  | ODCC-EL-IGC-0167 | IGC | 2021-11-07 | 2 | 2 | For RIB-40-03 | [42 empty] | 12
3836 | BD-40-10 | EPSA063I5FN000111 | EPSH041A6FN3T3 | Lighting system | Cable Gland | GLAND - INDUSTRIAL - M25 - NON -ARMORED-FOR SWITCH | 25mm | 1071-O2-EL-PO-027-6516-A0-0-03 | OPEN PACKING LIST | GOLNOOR | 10 | PCS | 10 | [55 empty] | 0
3837 | RIB-40-03 | EPSA063H4BN000111 |  | Lighting system | Cable Gland | GLAND - INDUSTRIAL - M25 - NON -ARMORED-FOR SWITCH | 25mm | 1071-O2-EL-PO-027-6516-A0-0-03 | OPEN PACKING LIST | GOLNOOR | 4 | PCS | 0 |  | ODCC-EL-IGC-0167 | IGC | 2021-11-07 | 4 | 4 | [49 empty] | 4
3838 | RIB-40-02 | EPSA063H4BN000111 | EPSA063H4BN0001 | Lighting system | Cable Gland | GLAND - INDUSTRIAL - M25 - NON -ARMORED-FOR SWITCH | 25mm | 1071-O2-EL-PO-027-6516-A0-0-03 | OPEN PACKING LIST | GOLNOOR | 16 | PCS | 0 |  | ODCC-EL-IGC-0167 | IGC | 2021-11-07 | 16 | 16 | [49 empty] | 16
3839 | RIB-40-01 | EPSA063H4BN000111 | EPSA063H4BN00011 | Lighting system | Cable Gland | GLAND - INDUSTRIAL - M25 - NON -ARMORED-FOR SWITCH | 25mm | 1071-O2-EL-PO-027-6516-A0-0-03 | OPEN PACKING LIST | GOLNOOR | 14 | PCS | 0 |  | ODCC-EL-IGC-0167 | IGC | 2021-11-07 | 14 | 14 | [49 empty] | 14
3840 | CR-40-03 | EPSA063H4BN000111 |  | Lighting system | Cable Gland | GLAND - INDUSTRIAL - M25 - NON -ARMORED-FOR SWITCH | 25mm | 1071-O2-EL-PO-027-6516-A0-0-03 | OPEN PACKING LIST | GOLNOOR | 70 | PCS | 4 |  | ODCC-EL-IGC-0167 | IGC | 2021-11-07 | 66 | 66 | [49 empty] | 66
3841 | CR-40-02 | EPSA063H4BN000111 |  | Lighting system | Cable Gland | GLAND - INDUSTRIAL - M25 - NON -ARMORED-FOR SWITCH | 25mm | 1071-O2-EL-PO-027-6516-A0-0-03 | OPEN PACKING LIST | GOLNOOR | 80 | PCS | 2 |  | ODCC-EL-IGC-0167 | IGC | 2021-11-07 | 78 | 78 | [49 empty] | 78
3842 | CR-40-01 | EPSA063H4BN000111 |  | Lighting system | Cable Gland | GLAND - INDUSTRIAL - M25 - NON -ARMORED-FOR SWITCH | 25mm | 1071-O2-EL-PO-027-6516-A0-0-03 | OPEN PACKING LIST | GOLNOOR | 90 | PCS | 6 |  | ODCC-EL-IGC-0167 | IGC | 2021-11-07 | 84 | 84 | [49 empty] | 84
3843 | BD-40-11 | EPSA063H4BN000111 |  | Lighting system | Cable Gland | GLAND - INDUSTRIAL - M25 - NON -ARMORED-FOR SWITCH | 25mm | 1071-O2-EL-PO-027-6516-A0-0-03 | OPEN PACKING LIST | GOLNOOR | 20 | PCS | 20 | [55 empty] | 0
3844 | CR-40-03 | EPSA063H4BN000211 |  | Lighting system | Cable Gland | GLAND - INDUSTRIAL - M25 - NON -ARMORED-FOR SWITCH | 25mm | 1071-O2-EL-PO-027-6516-A0-0-03 | OPEN PACKING LIST | GOLNOOR | 4 | PCS | 4 | [55 empty] | 0
3845 | CR-40-01 | EPSA063H4BN000211 | کلید تبدیل | Lighting system | Cable Gland | GLAND - INDUSTRIAL - M25 - NON -ARMORED-FOR SWITCH | 25mm | 1071-O2-EL-PO-027-6516-A0-0-03 | OPEN PACKING LIST | GOLNOOR | 18 | PCS | 18 | [55 empty] | 0
3846 | CR-40-01 | EPSH04QH4BN000 |  | Lighting system | JUNCTION BOX | INDUSTRIAL JUNCTION BOX GIJB 302 - 4WAY (Indoor Type) | 4WAY | 1071-O2-EL-PO-027-6516-A0-0-03 | OPEN PACKING LIST | GOLNOOR | 46 | PCS | 4 |  | ODCC-EL-IGC-0188 | IGC | 2021-08-07 | 42 | 42 | manual | [48 empty] | 42
3847 | CR-40-02 | EPSH04QH4BN000 |  | Lighting system | JUNCTION BOX | INDUSTRIAL JUNCTION BOX GIJB 302 - 4WAY (Indoor Type) | 4WAY | 1071-O2-EL-PO-027-6516-A0-0-03 | OPEN PACKING LIST | GOLNOOR | 34 | PCS | 2 |  | ODCC-EL-IGC-0188 | IGC | 2021-08-07 | 32 | 32 | manual | [48 empty] | 32
3848 | CR-40-03 | EPSH04QH4BN000 |  | Lighting system | JUNCTION BOX | INDUSTRIAL JUNCTION BOX GIJB 302 - 4WAY (Indoor Type) | 4WAY | 1071-O2-EL-PO-027-6516-A0-0-03 | OPEN PACKING LIST | GOLNOOR | 28 | PCS | 2 |  | ODCC-EL-IGC-0188 | IGC | 2021-08-07 | 26 | 26 | manual | [48 empty] | 26
3849 | RIB-40-01 | EPSH04QH4BN000 |  | Lighting system | JUNCTION BOX | INDUSTRIAL JUNCTION BOX GIJB 302 - 4WAY (Indoor Type) | 4WAY | 1071-O2-EL-PO-027-6516-A0-0-03 | OPEN PACKING LIST | GOLNOOR | 3 | PCS | 0 |  | ODCC-EL-IGC-0188 | IGC | 2021-08-07 | 3 | 3 | manual | [48 empty] | 3
3850 | RIB-40-02 | EPSH04QH4BN000 |  | Lighting system | JUNCTION BOX | INDUSTRIAL JUNCTION BOX GIJB 302 - 4WAY (Indoor Type) | 4WAY | 1071-O2-EL-PO-027-6516-A0-0-03 | OPEN PACKING LIST | GOLNOOR | 4 | PCS | 1 |  | ODCC-EL-IGC-0188 | IGC | 2021-08-07 | 3 | 3 | manual | [48 empty] | 3
3851 | SS-40-03 | EPSH04QH4BN000 |  | Lighting system | JUNCTION BOX | INDUSTRIAL JUNCTION BOX GIJB 302 - 4WAY (Indoor Type) | 4WAY | 1071-O2-EL-PO-027-6516-A0-0-03 | OPEN PACKING LIST | GOLNOOR | 3 | PCS | 3 | [55 empty] | 0
3852 | SS-40-04 | EPSH04QH4BN000 |  | Lighting system | JUNCTION BOX | INDUSTRIAL JUNCTION BOX GIJB 302 - 4WAY (Indoor Type) | 4WAY | 1071-O2-EL-PO-027-6516-A0-0-03 | OPEN PACKING LIST | GOLNOOR | 3 | PCS | 3 | [55 empty] | 0
3853 | SS-40-05 | EPSH04QH4BN000 |  | Lighting system | JUNCTION BOX | INDUSTRIAL JUNCTION BOX GIJB 302 - 4WAY (Indoor Type) | 4WAY | 1071-O2-EL-PO-027-6516-A0-0-03 | OPEN PACKING LIST | GOLNOOR | 3 | PCS | 3 | [55 empty] | 0
3854 | SS-40-09 | EPSH04QH4BN000 |  | Lighting system | JUNCTION BOX | INDUSTRIAL JUNCTION BOX GIJB 302 - 4WAY (Indoor Type) | 4WAY | 1071-O2-EL-PO-027-6516-A0-0-03 | OPEN PACKING LIST | GOLNOOR | 5 | PCS | 5 | [55 empty] | 0
3855 | BD-40-10 | EPSH04QI5FN000 |  | Lighting system | JUNCTION BOX | INDUSTRIAL JUNCTION BOX GIJB 302 - 4WAY (Indoor Type) | 4WAY | 1071-O2-EL-PO-027-6516-A0-0-03 | OPEN PACKING LIST | GOLNOOR | 65 | PCS | 65 | [55 empty] | 0
3856 | BD-40-11 | EPSH04QI5FN000 |  | Lighting system | JUNCTION BOX | INDUSTRIAL JUNCTION BOX GIJB 302 - 4WAY (Indoor Type) | 4WAY | 1071-O2-EL-PO-027-6516-A0-0-03 | OPEN PACKING LIST | GOLNOOR | 13 | PCS | 13 | [55 empty] | 0
3857 | BD-40-12 | EPSH04QI5FN000 |  | Lighting system | JUNCTION BOX | INDUSTRIAL JUNCTION BOX GIJB 302 - 4WAY (Indoor Type) | 4WAY | 1071-O2-EL-PO-027-6516-A0-0-03 | OPEN PACKING LIST | GOLNOOR | 13 | PCS | 13 | [55 empty] | 0
3858 | SS-40-03 | EPSH04QI5FN000 |  | Lighting system | JUNCTION BOX | INDUSTRIAL JUNCTION BOX GIJB 302 - 4WAY (Indoor Type) | 4WAY | 1071-O2-EL-PO-027-6516-A0-0-03 | OPEN PACKING LIST | GOLNOOR | 8 | PCS | 2 |  | ODCC-EL-IGC-0167 | IGC | 2021-11-07 | 6 | 6 | [49 empty] | 6
3859 | SS-40-04 | EPSH04QI5FN000 |  | Lighting system | JUNCTION BOX | INDUSTRIAL JUNCTION BOX GIJB 302 - 4WAY (Indoor Type) | 4WAY | 1071-O2-EL-PO-027-6516-A0-0-03 | OPEN PACKING LIST | GOLNOOR | 16 | PCS | 1 |  | ODCC-EL-IGC-0188 | IGC | 2021-08-07 | 15 | 15 | manual | [48 empty] | 15
3860 | SS-40-05 | EPSH04QI5FN000 |  | Lighting system | JUNCTION BOX | INDUSTRIAL JUNCTION BOX GIJB 302 - 4WAY (Indoor Type) | 4WAY | 1071-O2-EL-PO-027-6516-A0-0-03 | OPEN PACKING LIST | GOLNOOR | 8 | PCS | 4 |  | ODCC-EL-IGC-0188 | IGC | 2021-08-07 | 4 | 4 | manual | [48 empty] | 4
3861 | SS-40-09 | EPSH04QI5FN000 |  | Lighting system | JUNCTION BOX | INDUSTRIAL JUNCTION BOX GIJB 302 - 4WAY (Indoor Type) | 4WAY | 1071-O2-EL-PO-027-6516-A0-0-03 | OPEN PACKING LIST | GOLNOOR | 4 | PCS | 0 |  | ODCC-EL-IGC-0188 | IGC | 2021-08-07 | 4 | 4 | manual | [48 empty] | 4
3862 | BD-40-11 | EPSH041I5FN000 |  | Lighting system | JUNCTION BOX | INDUSTRIAL JUNCTION BOX GIJB 302 - 3WAY (Outdoor Type) | 3WAY | 1071-O2-EL-PO-027-6516-A0-0-03 | OPEN PACKING LIST | GOLNOOR | 7 | PCS | 7 | [55 empty] | 0
3863 | BD-40-11 | EPSH041I5FN000 |  | Lighting system | JUNCTION BOX | INDUSTRIAL JUNCTION BOX GIJB 302 - 3WAY (Outdoor Type) | 3WAY | 1071-O2-EL-PO-027-6516-A0-0-03 | OPEN PACKING LIST | GOLNOOR | 14 | PCS | 14 | [55 empty] | 0
3864 | CR-40-01 | ELLD03I01AAI5FN000 |  | Lighting system | FIXTURE | LIGHTING FIXTURE-MARAL-18W-4000K | 1*18W | 1071-O2-EL-PO-027-6516-A0-0-03 | OPEN PACKING LIST | GOLNOOR | 3 | PCS | 3 | [55 empty] | 0
3865 | CR-40-02 | ELLD03I01AAI5FN000 |  | Lighting system | FIXTURE | LIGHTING FIXTURE-MARAL-18W-4000K | 1*18W | 1071-O2-EL-PO-027-6516-A0-0-03 | OPEN PACKING LIST | GOLNOOR | 3 | PCS | 1 |  | ODCC-EL-IGC-0170 | IGC | 2021-11-12 | 2 | 2 | [49 empty] | 2
3866 | CR-40-03 | ELLD03I01AAI5FN000 |  | Lighting system | FIXTURE | LIGHTING FIXTURE-MARAL-18W-4000K | 1*18W | 1071-O2-EL-PO-027-6516-A0-0-03 | OPEN PACKING LIST | GOLNOOR | 2 | PCS | 2 | [55 empty] | 0
3867 | CR-40-01 | EPSP066H4BN000810 |  | Lighting system | ADAPTOR | ADAPTOR M20-M25-START PUSH BUTTON | 20 to 25mm | 1071-O2-EL-PO-027-6516-A0-0-03 | OPEN PACKING LIST | GOLNOOR | 25 | PCS | 3 |  | ODCC-EL-IGC-0171 | IGC | 2021-11-13 | 22 | 22 | [49 empty] | 22
3868 | CR-40-02 | EPSP066H4BN000810 |  | Lighting system | ADAPTOR | ADAPTOR M20-M25-START PUSH BUTTON | 20 to 25mm | 1071-O2-EL-PO-027-6516-A0-0-03 | OPEN PACKING LIST | GOLNOOR | 18 | PCS | 2 |  | ODCC-EL-IGC-0191 | IGC | 2021-09-05 | 16 | 16 | manual | [48 empty] | 16
3869 | CR-40-03 | EPSP066H4BN000810 |  | Lighting system | ADAPTOR | ADAPTOR M20-M25-START PUSH BUTTON | 20 to 25mm | 1071-O2-EL-PO-027-6516-A0-0-03 | OPEN PACKING LIST | GOLNOOR | 20 | PCS | 2 |  | ODCC-EL-IGC-0170 | IGC | 2021-11-12 | 18 | 18 | [49 empty] | 18
3870 | RIB-40-03 | EPSP066H4BN000810 | CMIS=EPSA063I5FN000111 | Lighting system | ADAPTOR | ADAPTOR M20-M25-START PUSH BUTTON | 20 to 25mm | 1071-O2-EL-PO-027-6516-A0-0-03 | OPEN PACKING LIST | GOLNOOR | 6 | PCS | 0 |  | ODCC-EL-IGC-0167 | IGC | 2021-11-07 | 6 | 6 | [49 empty] | 6
3871 | SS-40-03 | EPSP066H4BN000810 |  | Lighting system | ADAPTOR | ADAPTOR M20-M25-START PUSH BUTTON | 20 to 25mm | 1071-O2-EL-PO-027-6516-A0-0-03 | OPEN PACKING LIST | GOLNOOR | 22 | PCS | 2 |  | ODCC-EL-IGC-0188 | IGC | 2021-08-09 | 20 | 20 | manual | [48 empty] | 20
3872 | SS-40-04 | EPSP066H4BN000810 |  | Lighting system | ADAPTOR | ADAPTOR M20-M25-START PUSH BUTTON | 20 to 25mm | 1071-O2-EL-PO-027-6516-A0-0-03 | OPEN PACKING LIST | GOLNOOR | 24 | PCS | 2 |  | ODCC-EL-IGC-0188 | IGC | 2021-08-09 | 22 | 22 | manual | [48 empty] | 22
3873 | SS-40-05 | EPSP066H4BN000810 |  | Lighting system | ADAPTOR | ADAPTOR M20-M25-START PUSH BUTTON | 20 to 25mm | 1071-O2-EL-PO-027-6516-A0-0-03 | OPEN PACKING LIST | GOLNOOR | 22 | PCS | 2 |  | ODCC-EL-IGC-0170 | IGC | 2021-11-12 | 20 | 20 | [49 empty] | 20
3874 | SS-40-09 | EPSP066H4BN000810 |  | Lighting system | ADAPTOR | ADAPTOR M20-M25-START PUSH BUTTON | 20 to 25mm | 1071-O2-EL-PO-027-6516-A0-0-03 | OPEN PACKING LIST | GOLNOOR | 21 | PCS | 1 |  | ODCC-EL-IGC-0171 | IGC | 2021-11-13 | 20 | 20 | [49 empty] | 20
3875 | BD-40-02 | EPSP066I5FN000810 | CMIS=EPSP066H4BN000810 | Lighting system | ADAPTOR | ADAPTOR M20-M25-START PUSH BUTTON | 20 to 25mm | 1071-O2-EL-PO-027-6516-A0-0-03 | OPEN PACKING LIST | GOLNOOR | 5 | PCS | 5 | [55 empty] | 0
3876 | BD-40-10 | EPSP066I5FN000810 | CMIS=EPSP066H4BN000810 | Lighting system | ADAPTOR | ADAPTOR M20-M25-START PUSH BUTTON | 20 to 25mm | 1071-O2-EL-PO-027-6516-A0-0-03 | OPEN PACKING LIST | GOLNOOR | 18 | PCS | 18 | [55 empty] | 0
3877 | BD-40-11 | EPSH041I5FN000 |  | Lighting system | Cable Gland | GLAND - INDUSTRIAL - M25 - NON -ARMORED-3WAY JB | 25mm | 1071-O2-EL-PO-027-6516-A0-0-03 | OPEN PACKING LIST | GOLNOOR | 7 | PCS | 7 | [55 empty] | 0
3878 | CR-40-01 | EPSH041I5FN000 |  | Lighting system | Plug | PLUG M25-FOR JUNCTION BOX 3WAY | 25mm | 1071-O2-EL-PO-027-6516-A0-0-03 | OPEN PACKING LIST | GOLNOOR | 15 | PCS | 4 |  | ODCC-EL-IGC-0188 | IGC | 2021-08-09 | 11 | 11 | manual | [48 empty] | 11
3879 | CR-40-02 | EPSH041I5FN000 |  | Lighting system | Plug | PLUG M25-FOR JUNCTION BOX 3WAY | 25mm | 1071-O2-EL-PO-027-6516-A0-0-03 | OPEN PACKING LIST | GOLNOOR | 18 | PCS | 0 |  | ODCC-EL-IGC-0188 | IGC | 2021-09-15 | 18 | 18 | manual | [48 empty] | 18
3880 | CR-40-03 | EPSH041I5FN000 |  | Lighting system | Plug | PLUG M25-FOR JUNCTION BOX 3WAY | 25mm | 1071-O2-EL-PO-027-6516-A0-0-03 | OPEN PACKING LIST | GOLNOOR | 17 | PCS | 5 |  | ODCC-EL-IGC-0188 | IGC | 2021-08-09 | 12 | 12 | manual | [48 empty] | 12
3881 | RIB-40-02 | EPSH041I5FN000 |  | Lighting system | Plug | PLUG M25-FOR JUNCTION BOX 3WAY | 25mm | 1071-O2-EL-PO-027-6516-A0-0-03 | OPEN PACKING LIST | GOLNOOR | 11 | PCS | 1 |  | ODCC-EL-IGC-0188 | IGC | 2021-09-15 | 10 | 10 | manual | [48 empty] | 10
3882 | RIB-40-03 | EPSH041I5FN000 |  | Lighting system | Plug | PLUG M25-FOR JUNCTION BOX 3WAY | 25mm | 1071-O2-EL-PO-027-6516-A0-0-03 | OPEN PACKING LIST | GOLNOOR | 11 | PCS | 1 |  | ODCC-EL-IGC-0188 | IGC | 2021-09-15 | 10 | 10 | manual | [48 empty] | 10
3883 | SS-40-03 | EPSH041I5FN000 |  | Lighting system | Plug | PLUG M25-FOR JUNCTION BOX 3WAY | 25mm | 1071-O2-EL-PO-027-6516-A0-0-03 | OPEN PACKING LIST | GOLNOOR | 81 | PCS | 23 |  | ODCC-EL-IGC-0167 | IGC | 2021-11-07 | 58 | 58 | [49 empty] | 58
3884 | SS-40-04 | EPSH041I5FN000 |  | Lighting system | Plug | PLUG M25-FOR JUNCTION BOX 3WAY | 25mm | 1071-O2-EL-PO-027-6516-A0-0-03 | OPEN PACKING LIST | GOLNOOR | 58 | PCS | 12 |  | ODCC-EL-IGC-0188 | IGC | 2021-09-15 | 46 | 46 | manual | [48 empty] | 46
3885 | SS-40-05 | EPSH041I5FN000 |  | Lighting system | Plug | PLUG M25-FOR JUNCTION BOX 3WAY | 25mm | 1071-O2-EL-PO-027-6516-A0-0-03 | OPEN PACKING LIST | GOLNOOR | 92 | PCS | 17 |  | ODCC-EL-IGC-0188 | IGC | 2021-08-09 | 75 | 75 | manual | [48 empty] | 75
3886 | SS-40-09 | EPSH041I5FN000 |  | Lighting system | Plug | PLUG M25-FOR JUNCTION BOX 3WAY | 25mm | 1071-O2-EL-PO-027-6516-A0-0-03 | OPEN PACKING LIST | GOLNOOR | 97 | PCS | 17 |  | ODCC-EL-IGC-0188 | IGC | 2021-08-09 | 80 | 80 | manual | [48 empty] | 80
3887 | BD-40-02 | EPSH041I5FN000 |  | Lighting system | Plug | PLUG M25-FOR JUNCTION BOX 3WAY | 25mm | 1071-O2-EL-PO-027-6516-A0-0-03 | OPEN PACKING LIST | GOLNOOR | 9 | PCS | 9 | [55 empty] | 0
3888 | BD-40-10 | EPSH041I5FN000 |  | Lighting system | Plug | PLUG M25-FOR JUNCTION BOX 3WAY | 25mm | 1071-O2-EL-PO-027-6516-A0-0-03 | OPEN PACKING LIST | GOLNOOR | 4 | PCS | 4 | [55 empty] | 0
3889 | BD-40-11 | EPSH041I5FN000 |  | Lighting system | Plug | PLUG M25-FOR JUNCTION BOX 3WAY | 25mm | 1071-O2-EL-PO-027-6516-A0-0-03 | OPEN PACKING LIST | GOLNOOR | 4 | PCS | 4 | [55 empty] | 0
3890 | BD-40-12 | EPSH041I5FN000 |  | Lighting system | Plug | PLUG M25-FOR JUNCTION BOX 3WAY | 25mm | 1071-O2-EL-PO-027-6516-A0-0-03 | OPEN PACKING LIST | GOLNOOR | 16 | PCS | 16 | [55 empty] | 0
3891 | CR-40-01 | EPSH041H4BN000 |  | Lighting system | Plug | PLUG M25-FOR JUNCTION BOX 3WAY | 25mm | 1071-O2-EL-PO-027-6516-A0-0-03 | OPEN PACKING LIST | GOLNOOR | 24 | PCS | 2 |  | ODCC-EL-IGC-0188 | IGC | 2021-08-09 | 20 | 20 | manual | ODCC-EL-IGC-0185 | IGC | 2021-12-08 | 2 | 2 | RIB-40-01 | [42 empty] | 22
3892 | CR-40-02 | EPSH041H4BN000 |  | Lighting system | Plug | PLUG M25-FOR JUNCTION BOX 3WAY | 25mm | 1071-O2-EL-PO-027-6516-A0-0-03 | OPEN PACKING LIST | GOLNOOR | 15 | PCS | 0 |  | ODCC-EL-IGC-0188 | IGC | 2021-09-15 | 15 | 15 | manual | [48 empty] | 15
3893 | CR-40-03 | EPSH041H4BN000 |  | Lighting system | Plug | PLUG M25-FOR JUNCTION BOX 3WAY | 25mm | 1071-O2-EL-PO-027-6516-A0-0-03 | OPEN PACKING LIST | GOLNOOR | 20 | PCS | 0 |  | ODCC-EL-IGC-0188 | IGC | 2021-08-09 | 20 | 20 | manual | [48 empty] | 20
3894 | RIB-40-01 | EPSH041H4BN000 |  | Lighting system | Plug | PLUG M25-FOR JUNCTION BOX 3WAY | 25mm | 1071-O2-EL-PO-027-6516-A0-0-03 | OPEN PACKING LIST | GOLNOOR | 4 | PCS | 0 |  | ODCC-EL-IGC-0188 | IGC | 2021-09-15 | 4 | 4 | manual | [48 empty] | 4
3895 | RIB-40-02 | EPSH041H4BN000 |  | Lighting system | Plug | PLUG M25-FOR JUNCTION BOX 3WAY | 25mm | 1071-O2-EL-PO-027-6516-A0-0-03 | OPEN PACKING LIST | GOLNOOR | 5 | PCS | 0 |  | ODCC-EL-IGC-0188 | IGC | 2021-09-15 | 5 | 5 | manual | [48 empty] | 5
3896 | RIB-40-03 | EPSH041H4BN000 |  | Lighting system | Plug | PLUG M25-FOR JUNCTION BOX 3WAY | 25mm | 1071-O2-EL-PO-027-6516-A0-0-03 | OPEN PACKING LIST | GOLNOOR | 10 | PCS | 0 |  | ODCC-EL-IGC-0188 | IGC | 2021-09-15 | 10 | 10 | manual | [48 empty] | 10
3897 | SS-40-03 | EPSH041H4BN000 |  | Lighting system | Plug | PLUG M25-FOR JUNCTION BOX 3WAY | 25mm | 1071-O2-EL-PO-027-6516-A0-0-03 | OPEN PACKING LIST | GOLNOOR | 25 | PCS | 10 |  | ODCC-EL-IGC-0167 | IGC | 2021-11-07 | 15 | 15 | [49 empty] | 15
3898 | SS-40-04 | EPSH041H4BN000 |  | Lighting system | Plug | PLUG M25-FOR JUNCTION BOX 3WAY | 25mm | 1071-O2-EL-PO-027-6516-A0-0-03 | OPEN PACKING LIST | GOLNOOR | 25 | PCS | 25 | [55 empty] | 0
3899 | SS-40-05 | EPSH041H4BN000 |  | Lighting system | Plug | PLUG M25-FOR JUNCTION BOX 3WAY | 25mm | 1071-O2-EL-PO-027-6516-A0-0-03 | OPEN PACKING LIST | GOLNOOR | 16 | PCS | 16 | [55 empty] | 0
3900 | SS-40-09 | EPSH041H4BN000 |  | Lighting system | Plug | PLUG M25-FOR JUNCTION BOX 3WAY | 25mm | 1071-O2-EL-PO-027-6516-A0-0-03 | OPEN PACKING LIST | GOLNOOR | 30 | PCS | 30 | [55 empty] | 0
3901 | CR-40-01 | EPSH04QH4BN000 |  | Lighting system | Plug | PLUG M25-FOR JUNCTION BOX 4WAY | 25mm | 1071-O2-EL-PO-027-6516-A0-0-03 | OPEN PACKING LIST | GOLNOOR | 46 | PCS | 46 | [55 empty] | 0
3902 | CR-40-02 | EPSH04QH4BN000 |  | Lighting system | Plug | PLUG M25-FOR JUNCTION BOX 4WAY | 25mm | 1071-O2-EL-PO-027-6516-A0-0-03 | OPEN PACKING LIST | GOLNOOR | 34 | PCS | 2 |  | ODCC-EL-IGC-0188 | IGC | 2021-09-15 | 32 | 32 | manual | [48 empty] | 32
3903 | CR-40-03 | EPSH04QH4BN000 |  | Lighting system | Plug | PLUG M25-FOR JUNCTION BOX 4WAY | 25mm | 1071-O2-EL-PO-027-6516-A0-0-03 | OPEN PACKING LIST | GOLNOOR | 28 | PCS | 28 | [55 empty] | 0
3904 | RIB-40-01 | EPSH04QH4BN000 |  | Lighting system | Plug | PLUG M25-FOR JUNCTION BOX 4WAY | 25mm | 1071-O2-EL-PO-027-6516-A0-0-03 | OPEN PACKING LIST | GOLNOOR | 3 | PCS | 3 | [55 empty] | 0
3905 | RIB-40-02 | EPSH04QH4BN000 |  | Lighting system | Plug | PLUG M25-FOR JUNCTION BOX 4WAY | 25mm | 1071-O2-EL-PO-027-6516-A0-0-03 | OPEN PACKING LIST | GOLNOOR | 4 | PCS | 4 | [55 empty] | 0
3906 | SS-40-03 | EPSH04QH4BN000 |  | Lighting system | Plug | PLUG M25-FOR JUNCTION BOX 4WAY | 25mm | 1071-O2-EL-PO-027-6516-A0-0-03 | OPEN PACKING LIST | GOLNOOR | 3 | PCS | 3 | [55 empty] | 0
3907 | SS-40-04 | EPSH04QH4BN000 |  | Lighting system | Plug | PLUG M25-FOR JUNCTION BOX 4WAY | 25mm | 1071-O2-EL-PO-027-6516-A0-0-03 | OPEN PACKING LIST | GOLNOOR | 3 | PCS | 3 | [55 empty] | 0
3908 | SS-40-05 | EPSH04QH4BN000 |  | Lighting system | Plug | PLUG M25-FOR JUNCTION BOX 4WAY | 25mm | 1071-O2-EL-PO-027-6516-A0-0-03 | OPEN PACKING LIST | GOLNOOR | 3 | PCS | 3 | [55 empty] | 0
3909 | SS-40-09 | EPSH04QH4BN000 |  | Lighting system | Plug | PLUG M25-FOR JUNCTION BOX 4WAY | 25mm | 1071-O2-EL-PO-027-6516-A0-0-03 | OPEN PACKING LIST | GOLNOOR | 5 | PCS | 5 | [55 empty] | 0
3910 | BD-40-10 | EPSH04QI5FN000 |  | Lighting system | Plug | PLUG M25-FOR JUNCTION BOX 4WAY | 25mm | 1071-O2-EL-PO-027-6516-A0-0-03 | OPEN PACKING LIST | GOLNOOR | 65 | PCS | 65 | [55 empty] | 0
3911 | BD-40-11 | EPSH04QI5FN000 |  | Lighting system | Plug | PLUG M25-FOR JUNCTION BOX 4WAY | 25mm | 1071-O2-EL-PO-027-6516-A0-0-03 | OPEN PACKING LIST | GOLNOOR | 13 | PCS | 13 | [55 empty] | 0
3912 | BD-40-12 | EPSH04QI5FN000 |  | Lighting system | Plug | PLUG M25-FOR JUNCTION BOX 4WAY | 25mm | 1071-O2-EL-PO-027-6516-A0-0-03 | OPEN PACKING LIST | GOLNOOR | 13 | PCS | 13 | [55 empty] | 0
3913 | SS-40-03 | EPSH04QI5FN000 |  | Lighting system | Plug | PLUG M25-FOR JUNCTION BOX 4WAY | 25mm | 1071-O2-EL-PO-027-6516-A0-0-03 | OPEN PACKING LIST | GOLNOOR | 8 | PCS | 8 | [55 empty] | 0
3914 | SS-40-04 | EPSH04QI5FN000 |  | Lighting system | Plug | PLUG M25-FOR JUNCTION BOX 4WAY | 25mm | 1071-O2-EL-PO-027-6516-A0-0-03 | OPEN PACKING LIST | GOLNOOR | 16 | PCS | 16 | [55 empty] | 0
3915 | SS-40-05 | EPSH04QI5FN000 |  | Lighting system | Plug | PLUG M25-FOR JUNCTION BOX 4WAY | 25mm | 1071-O2-EL-PO-027-6516-A0-0-03 | OPEN PACKING LIST | GOLNOOR | 8 | PCS | 8 | [55 empty] | 0
3916 | SS-40-09 | EPSH04QI5FN000 |  | Lighting system | Plug | PLUG M25-FOR JUNCTION BOX 4WAY | 25mm | 1071-O2-EL-PO-027-6516-A0-0-03 | OPEN PACKING LIST | GOLNOOR | 4 | PCS | 4 | [55 empty] | 0
3917 | CR-40-01 | ELLE02N01BAH0AN000 | Battery Backup | Lighting system | FIXTURE | LIGHTING FIXTURE-ARSHID-36W-4500K-RESESSED MOUNTED-WITH BATTERY PACK | 4*18W | 1071-O2-EL-PO-027-6516-A0-0-03 | OPEN PACKING LIST | GOLNOOR | 62 | PCS | 1 |  | ODCC-EL-IGC-0188 | IGC | 2021-08-09 | 61 | 61 | manual | [48 empty] | 61
3918 | CR-40-02 | ELLE02N01BAH0AN000 | Battery Backup | Lighting system | FIXTURE | LIGHTING FIXTURE-ARSHID-36W-4500K-RESESSED MOUNTED-WITH BATTERY PACK | 4*18W | 1071-O2-EL-PO-027-6516-A0-0-03 | OPEN PACKING LIST | GOLNOOR | 44 | PCS | 0 |  | ODCC-EL-IGC-0188 | IGC | 2021-08-09 | 7 | 7 | For CR-40-03 | ODCC-EL-IGC-0170 | IGC | 2021-11-12 | 37 | 37 | [43 empty] | 44
3919 | CR-40-03 | ELLE02N01BAH0AN000 | Battery Backup | Lighting system | FIXTURE | LIGHTING FIXTURE-ARSHID-36W-4500K-RESESSED MOUNTED-WITH BATTERY PACK | 4*18W | 1071-O2-EL-PO-027-6516-A0-0-03 | OPEN PACKING LIST | GOLNOOR | 40 | PCS | 0 |  | ODCC-EL-IGC-0188 | IGC | 2021-08-09 | 40 | 40 | manual | [48 empty] | 40
3920 | RIB-40-01 | ELLE02N01BAH4BN000 | Battery Backup | Lighting system | FIXTURE | LIGHTING FIXTURE-ARSHID-36W-4500K-RESESSED MOUNTED-WITH BATTERY PACK | 4*18W | 1071-O2-EL-PO-027-6516-A0-0-03 | OPEN PACKING LIST | GOLNOOR | 10 | PCS | 1 |  | ODCC-EL-IGC-0170 | IGC | 2021-11-12 | 9 | 9 | [49 empty] | 9
3921 | RIB-40-02 | ELLE02N01BAH4BN000 | Battery Backup | Lighting system | FIXTURE | LIGHTING FIXTURE-ARSHID-36W-4500K-RESESSED MOUNTED-WITH BATTERY PACK | 4*18W | 1071-O2-EL-PO-027-6516-A0-0-03 | OPEN PACKING LIST | GOLNOOR | 15 | PCS | 1 |  | ODCC-EL-IGC-0191 | IGC | 2021-10-12 | 14 | 14 | manual | [48 empty] | 14
3922 | RIB-40-03 | ELLE02N01BAH4BN000 | Battery Backup | Lighting system | FIXTURE | LIGHTING FIXTURE-ARSHID-36W-4500K-RESESSED MOUNTED-WITH BATTERY PACK | 4*18W | 1071-O2-EL-PO-027-6516-A0-0-03 | OPEN PACKING LIST | GOLNOOR | 24 | PCS | 1 |  | ODCC-EL-IGC-0191 | IGC | 2021-10-12 | 23 | 23 | manual | [48 empty] | 23
3923 | BD-40-11 | ELLD02L05AAI5FN000 | EPSH041I5FN000 | Lighting system | FIXTURE | lighting fixture-ATLANTIS M( 2*36w) / Ceiling Mounted | 2*36W | 1071-O2-EL-PO-027-6516-A0-0-03 | OPEN PACKING LIST | GOLNOOR | 6 | PCS | 6 | [55 empty] | 0
3924 | BD-40-11 | ELLD02K13AAI5FN000 |  | Lighting system | FIXTURE | lighting fixture-ATLANTIS M( 2*18w) / Ceiling Mounted | 2*18W | 1071-O2-EL-PO-027-6516-A0-0-03 | OPEN PACKING LIST | GOLNOOR | 13 | PCS | 13 | [55 empty] | 0
3925 | BD-40-12 | ELLF10F12AAI5FN000 |  | Lighting system | FIXTURE | FLOOD LIGHT-MARS-250W | 1*250W | 1071-O2-EL-PO-027-6516-A0-0-03 | OPEN PACKING LIST | GOLNOOR | 1 | PCS | 1 | [55 empty] | 0
3926 | SS-40-04 | EPSH041I5FN000 |  | Lighting system | Shoroud | SHOROUD M25 | 25mm | 1071-O2-EL-PO-027-6516-A0-0-03 | OPEN PACKING LIST | GOLNOOR | 174 | PCS | 36 |  | ODCC-EL-IGC-0188 | IGC | 2021-09-15 | 138 | 138 | manual | [48 empty] | 138
3927 | SS-40-05 | EPSH041I5FN000 |  | Lighting system | Shoroud | SHOROUD M25 | 25mm | 1071-O2-EL-PO-027-6516-A0-0-03 | OPEN PACKING LIST | GOLNOOR | 276 | PCS | 51 |  | ODCC-EL-IGC-0188 | IGC | 2021-08-09 | 225 | 225 | manual | [48 empty] | 225
3928 | SS-40-09 | EPSH041I5FN000 |  | Lighting system | Shoroud | SHOROUD M25 | 25mm | 1071-O2-EL-PO-027-6516-A0-0-03 | OPEN PACKING LIST | GOLNOOR | 291 | PCS | 51 |  | ODCC-EL-IGC-0188 | IGC | 2021-08-09 | 240 | 240 | manual | [48 empty] | 240
3929 | BD-40-11 | ELLD02L05AAI5FN000 | EPSH041I5FN000 | Lighting system | Shoroud | SHOROUD M25 | 25mm | 1071-O2-EL-PO-027-6516-A0-0-03 | OPEN PACKING LIST | GOLNOOR | 12 | PCS | 12 | [55 empty] | 0
3930 | BD-40-10 | EPSH041I5FN000 |  | Lighting system | Shoroud | SHOROUD M25 | 25mm | 1071-O2-EL-PO-027-6516-A0-0-03 | OPEN PACKING LIST | GOLNOOR | 12 | PCS | 12 | [55 empty] | 0
3931 | BD-40-12 | EPSH041I5FN000 |  | Lighting system | Shoroud | SHOROUD M25 | 25mm | 1071-O2-EL-PO-027-6516-A0-0-03 | OPEN PACKING LIST | GOLNOOR | 48 | PCS | 48 | [55 empty] | 0
3932 | CR-40-01 | EPSH041H4BN000 |  | Lighting system | Shoroud | SHOROUD M25 | 25mm | 1071-O2-EL-PO-027-6516-A0-0-03 | OPEN PACKING LIST | GOLNOOR | 72 | PCS | 6 |  | ODCC-EL-IGC-0188 | IGC | 2021-08-09 | 60 | 60 | manual | ODCC-EL-IGC-0185 | IGC | 2021-12-08 | 6 | 6 | RIB-40-01 | [42 empty] | 66
3933 | CR-40-02 | EPSH041H4BN000 |  | Lighting system | Shoroud | SHOROUD M25 | 25mm | 1071-O2-EL-PO-027-6516-A0-0-03 | OPEN PACKING LIST | GOLNOOR | 45 | PCS | 0 |  | ODCC-EL-IGC-0188 | IGC | 2021-09-15 | 45 | 45 | manual | [48 empty] | 45
3934 | CR-40-03 | EPSH041H4BN000 |  | Lighting system | Shoroud | SHOROUD M25 | 25mm | 1071-O2-EL-PO-027-6516-A0-0-03 | OPEN PACKING LIST | GOLNOOR | 60 | PCS | 0 |  | ODCC-EL-IGC-0188 | IGC | 2021-08-09 | 60 | 60 | manual | [48 empty] | 60
3935 | BD-40-11 | ELLM10F04AAI5FN000 | ELLM10F04BAH4BN000 | Lighting system | FIXTURE | HIGH BAY LIGHTING FIXTURE - MERIKH3-250W | 1*250W | 1071-O2-EL-PO-027-6516-A0-0-03 | OPEN PACKING LIST | GOLNOOR | 4 | PCS | 4 | [55 empty] | 0
3936 | BD-40-10 | ELLM10F04AAI5FN000 | ELLM10F04BAH4BN000 | Lighting system | Lamp | LAMP - METAL HALIDE - 250W - E40 - METAL HALIDE | 1*250W | 1071-O2-EL-PO-027-6516-A0-0-03 | OPEN PACKING LIST | GOLNOOR | 4 | PCS | 4 | [55 empty] | 0
3937 | BD-40-12 | ELLF10F12AAI5FN000 |  | Lighting system | Lamp | LAMP - METAL HALIDE - 250W - E40 - METAL HALIDE | 1*250W | 1071-O2-EL-PO-027-6516-A0-0-03 | OPEN PACKING LIST | GOLNOOR | 1 | PCS | 1 | [55 empty] | 0
3938 | BD-40-11 | EPSA063H4BN000111 |  | Lighting System | Switch | SWITCH SCAME - 136.5121-303 | 1POLE | 1071-O2-EL-PO-027-6516-A0-0-03 | OPEN PACKING LIST | GOLNOOR | 2 | PCS | 2 | [55 empty] | 0
3939 | CR-40-01 | EPSH041I5FN000 |  | Lighting system | Shoroud | SHOROUD M25 | 25mm | 1071-O2-EL-PO-027-6516-A0-0-03 | OPEN PACKING LIST | GOLNOOR | 45 | PCS | 12 |  | ODCC-EL-IGC-0188 | IGC | 2021-08-09 | 33 | 33 | manual | [48 empty] | 33
3940 | CR-40-02 | EPSH041I5FN000 |  | Lighting system | Shoroud | SHOROUD M25 | 25mm | 1071-O2-EL-PO-027-6516-A0-0-03 | OPEN PACKING LIST | GOLNOOR | 54 | PCS | 0 |  | ODCC-EL-IGC-0188 | IGC | 2021-09-15 | 54 | 54 | manual | [48 empty] | 54
3941 | CR-40-03 | EPSH041I5FN000 |  | Lighting system | Shoroud | SHOROUD M25 | 25mm | 1071-O2-EL-PO-027-6516-A0-0-03 | OPEN PACKING LIST | GOLNOOR | 51 | PCS | 15 |  | ODCC-EL-IGC-0188 | IGC | 2021-08-09 | 36 | 36 | manual | [48 empty] | 36
3942 | RIB-40-02 | EPSH041I5FN000 |  | Lighting system | Shoroud | SHOROUD M25 | 25mm | 1071-O2-EL-PO-027-6516-A0-0-03 | OPEN PACKING LIST | GOLNOOR | 33 | PCS | 3 |  | ODCC-EL-IGC-0188 | IGC | 2021-09-15 | 30 | 30 | manual | [48 empty] | 30
3943 | RIB-40-03 | EPSH041I5FN000 |  | Lighting system | Shoroud | SHOROUD M25 | 25mm | 1071-O2-EL-PO-027-6516-A0-0-03 | OPEN PACKING LIST | GOLNOOR | 33 | PCS | 3 |  | ODCC-EL-IGC-0188 | IGC | 2021-09-15 | 30 | 30 | manual | [48 empty] | 30
3944 | SS-40-03 | EPSH041I5FN000 |  | Lighting system | Shoroud | SHOROUD M25 | 25mm | 1071-O2-EL-PO-027-6516-A0-0-03 | OPEN PACKING LIST | GOLNOOR | 243 | PCS | 69 |  | ODCC-EL-IGC-0167 | IGC | 2021-11-07 | 174 | 174 | [49 empty] | 174
3945 | RIB-40-01 | EPSH041H4BN000 |  | Lighting system | Shoroud | SHOROUD M25 | 25mm | 1071-O2-EL-PO-027-6516-A0-0-03 | OPEN PACKING LIST | GOLNOOR | 12 | PCS | 0 |  | ODCC-EL-IGC-0188 | IGC | 2021-09-15 | 12 | 12 | manual | [48 empty] | 12
3946 | RIB-40-02 | EPSH041H4BN000 |  | Lighting system | Shoroud | SHOROUD M25 | 25mm | 1071-O2-EL-PO-027-6516-A0-0-03 | OPEN PACKING LIST | GOLNOOR | 15 | PCS | 0 |  | ODCC-EL-IGC-0188 | IGC | 2021-09-15 | 15 | 15 | manual | [48 empty] | 15
3947 | RIB-40-03 | EPSH041H4BN000 |  | Lighting system | Shoroud | SHOROUD M25 | 25mm | 1071-O2-EL-PO-027-6516-A0-0-03 | OPEN PACKING LIST | GOLNOOR | 30 | PCS | 0 |  | ODCC-EL-IGC-0188 | IGC | 2021-09-15 | 30 | 30 | manual | [48 empty] | 30
3948 | SS-40-03 | EPSH041H4BN000 |  | Lighting system | Shoroud | SHOROUD M25 | 25mm | 1071-O2-EL-PO-027-6516-A0-0-03 | OPEN PACKING LIST | GOLNOOR | 75 | PCS | 30 |  | ODCC-EL-IGC-0167 | IGC | 2021-11-07 | 45 | 45 | [49 empty] | 45
3949 | SS-40-04 | EPSH041H4BN000 |  | Lighting system | Shoroud | SHOROUD M25 | 25mm | 1071-O2-EL-PO-027-6516-A0-0-03 | OPEN PACKING LIST | GOLNOOR | 75 | PCS | 75 | [55 empty] | 0
3950 | SS-40-05 | EPSH041H4BN000 |  | Lighting system | Shoroud | SHOROUD M25 | 25mm | 1071-O2-EL-PO-027-6516-A0-0-03 | OPEN PACKING LIST | GOLNOOR | 48 | PCS | 48 | [55 empty] | 0
3951 | SS-40-09 | EPSH041H4BN000 |  | Lighting system | Shoroud | SHOROUD M25 | 25mm | 1071-O2-EL-PO-027-6516-A0-0-03 | OPEN PACKING LIST | GOLNOOR | 90 | PCS | 90 | [55 empty] | 0
3952 | CR-40-01 | EPSH04QH4BN000 |  | Lighting system | Shoroud | SHOROUD M25 | 25mm | 1071-O2-EL-PO-027-6516-A0-0-03 | OPEN PACKING LIST | GOLNOOR | 168 | PCS | 0 |  | ODCC-EL-IGC-0188 | IGC | 2021-08-09 | 168 | 168 | manual | [48 empty] | 168
3953 | CR-40-02 | EPSH04QH4BN000 |  | Lighting system | Shoroud | SHOROUD M25 | 25mm | 1071-O2-EL-PO-027-6516-A0-0-03 | OPEN PACKING LIST | GOLNOOR | 102 | PCS | 0 |  | ODCC-EL-IGC-0188 | IGC | 2021-09-15 | 102 | 102 | manual | [48 empty] | 102
3954 | CR-40-03 | EPSH04QH4BN000 |  | Lighting system | Shoroud | SHOROUD M25 | 25mm | 1071-O2-EL-PO-027-6516-A0-0-03 | OPEN PACKING LIST | GOLNOOR | 104 | PCS | 0 |  | ODCC-EL-IGC-0188 | IGC | 2021-08-09 | 104 | 104 | manual | [48 empty] | 104
3955 | RIB-40-01 | EPSH04QH4BN000 |  | Lighting system | Shoroud | SHOROUD M25 | 25mm | 1071-O2-EL-PO-027-6516-A0-0-03 | OPEN PACKING LIST | GOLNOOR | 9 | PCS | 0 |  | ODCC-EL-IGC-0188 | IGC | 2021-09-15 | 9 | 9 | manual | [48 empty] | 9
3956 | RIB-40-02 | EPSH04QH4BN000 |  | Lighting system | Shoroud | SHOROUD M25 | 25mm | 1071-O2-EL-PO-027-6516-A0-0-03 | OPEN PACKING LIST | GOLNOOR | 12 | PCS | 0 |  | ODCC-EL-IGC-0188 | IGC | 2021-09-15 | 12 | 12 | manual | [48 empty] | 12
3957 | SS-40-03 | EPSH04QH4BN000 |  | Lighting system | Shoroud | SHOROUD M25 | 25mm | 1071-O2-EL-PO-027-6516-A0-0-03 | OPEN PACKING LIST | GOLNOOR | 9 | PCS | 9 | [55 empty] | 0
3958 | SS-40-04 | EPSH04QH4BN000 |  | Lighting system | Shoroud | SHOROUD M25 | 25mm | 1071-O2-EL-PO-027-6516-A0-0-03 | OPEN PACKING LIST | GOLNOOR | 9 | PCS | 9 | [55 empty] | 0
3959 | SS-40-05 | EPSH04QH4BN000 |  | Lighting system | Shoroud | SHOROUD M25 | 25mm | 1071-O2-EL-PO-027-6516-A0-0-03 | OPEN PACKING LIST | GOLNOOR | 9 | PCS | 9 | [55 empty] | 0
3960 | SS-40-09 | EPSH04QH4BN000 |  | Lighting system | Shoroud | SHOROUD M25 | 25mm | 1071-O2-EL-PO-027-6516-A0-0-03 | OPEN PACKING LIST | GOLNOOR | 15 | PCS | 15 | [55 empty] | 0
3961 | BD-40-10 | EPSH04QI5FN000 |  | Lighting system | Shoroud | SHOROUD M25 | 25mm | 1071-O2-EL-PO-027-6516-A0-0-03 | OPEN PACKING LIST | GOLNOOR | 195 | PCS | 195 | [55 empty] | 0
3962 | BD-40-11 | EPSH04QI5FN000 |  | Lighting system | Shoroud | SHOROUD M25 | 25mm | 1071-O2-EL-PO-027-6516-A0-0-03 | OPEN PACKING LIST | GOLNOOR | 39 | PCS | 39 | [55 empty] | 0
3963 | BD-40-12 | EPSH04QI5FN000 |  | Lighting system | Shoroud | SHOROUD M25 | 25mm | 1071-O2-EL-PO-027-6516-A0-0-03 | OPEN PACKING LIST | GOLNOOR | 39 | PCS | 39 | [55 empty] | 0
3964 | SS-40-03 | EPSH04QI5FN000 |  | Lighting system | Shoroud | SHOROUD M25 | 25mm | 1071-O2-EL-PO-027-6516-A0-0-03 | OPEN PACKING LIST | GOLNOOR | 24 | PCS | 0 |  | ODCC-EL-IGC-0167 | IGC | 2021-11-07 | 24 | 24 | [49 empty] | 24
3965 | SS-40-04 | EPSH04QI5FN000 |  | Lighting system | Shoroud | SHOROUD M25 | 25mm | 1071-O2-EL-PO-027-6516-A0-0-03 | OPEN PACKING LIST | GOLNOOR | 48 | PCS | 0 |  | ODCC-EL-IGC-0188 | IGC | 2021-09-15 | 48 | 48 | manual | [48 empty] | 48
3966 | SS-40-05 | EPSH04QI5FN000 |  | Lighting system | Shoroud | SHOROUD M25 | 25mm | 1071-O2-EL-PO-027-6516-A0-0-03 | OPEN PACKING LIST | GOLNOOR | 24 | PCS | 8 |  | ODCC-EL-IGC-0188 | IGC | 2021-08-09 | 16 | 16 | manual | [48 empty] | 16
3967 | SS-40-09 | EPSH04QI5FN000 |  | Lighting system | Shoroud | SHOROUD M25 | 25mm | 1071-O2-EL-PO-027-6516-A0-0-03 | OPEN PACKING LIST | GOLNOOR | 16 | PCS | 0 |  | ODCC-EL-IGC-0188 | IGC | 2021-08-09 | 16 | 16 | manual | [48 empty] | 16
3968 | BD-40-02 | EPSH041I5FN000 |  | Lighting system | Shoroud | SHOROUD M25 | 25mm | 1071-O2-EL-PO-027-6516-A0-0-03 | OPEN PACKING LIST | GOLNOOR | 27 | PCS | 27 | [55 empty] | 0
3969 | SS-40-05 | EPSA063H4BN000512 |  | Lighting system | Shoroud | SHOROUD M25 | 25mm | 1071-O2-EL-PO-027-6516-A0-0-03 | OPEN PACKING LIST | GOLNOOR | 4 | PCS | 4 | [55 empty] | 0
3970 | SS-40-09 | EPSA063H4BN000512 |  | Lighting system | Shoroud | SHOROUD M25 | 25mm | 1071-O2-EL-PO-027-6516-A0-0-03 | OPEN PACKING LIST | GOLNOOR | 4 | PCS | 4 | [55 empty] | 0
3971 | CR-40-03 | EPSA063H4BN000211 |  | Lighting system | Shoroud | SHOROUD M25 | 25mm | 1071-O2-EL-PO-027-6516-A0-0-03 | OPEN PACKING LIST | GOLNOOR | 4 | PCS | 4 | [55 empty] | 0
3972 | CR-40-01 | EPSA063H4BN000211 |  | Lighting system | Shoroud | SHOROUD M25 | 25mm | 1071-O2-EL-PO-027-6516-A0-0-03 | OPEN PACKING LIST | GOLNOOR | 18 | PCS | 18 | [55 empty] | 0
3973 | BD-40-10 | EPSA063I5FN000111 | EPSA063H4BN000211 | Lighting system | Shoroud | SHOROUD M25 | 25mm | 1071-O2-EL-PO-027-6516-A0-0-03 | OPEN PACKING LIST | GOLNOOR | 10 | PCS | 10 | [55 empty] | 0
3974 | SS-40-05 | EPSA063H4BN000111 |  | Lighting system | Shoroud | SHOROUD M25 | 25mm | 1071-O2-EL-PO-027-6516-A0-0-03 | OPEN PACKING LIST | GOLNOOR | 6 | PCS | 0 |  | ODCC-EL-IGC-0167 | IGC | 2021-11-07 | 6 | 6 | [49 empty] | 6
3975 | SS-40-09 | EPSA063H4BN000111 |  | Lighting system | Shoroud | SHOROUD M25 | 25mm | 1071-O2-EL-PO-027-6516-A0-0-03 | OPEN PACKING LIST | GOLNOOR | 6 | PCS | 0 |  | ODCC-EL-IGC-0167 | IGC | 2021-11-07 | 6 | 6 | [49 empty] | 6
3976 | SS-40-04 | EPSA063H4BN000111 |  | Lighting system | Shoroud | SHOROUD M25 | 25mm | 1071-O2-EL-PO-027-6516-A0-0-03 | OPEN PACKING LIST | GOLNOOR | 12 | PCS | 0 |  | ODCC-EL-IGC-0167 | IGC | 2021-11-07 | 10 | 10 |  | ODCC-EL-IGC-0167 | IGC | 2021-11-07 | 2 | 2 | For RIB-40-03 | [42 empty] | 12
3977 | SS-40-03 | EPSA063H4BN000111 |  | Lighting system | Shoroud | SHOROUD M25 | 25mm | 1071-O2-EL-PO-027-6516-A0-0-03 | OPEN PACKING LIST | GOLNOOR | 10 | PCS | 0 |  | ODCC-EL-IGC-0167 | IGC | 2021-11-07 | 8 | 8 |  | ODCC-EL-IGC-0167 | IGC | 2021-11-07 | 2 | 2 | For RIB-40-03 | [42 empty] | 10
3978 | RIB-40-03 | EPSA063H4BN000111 |  | Lighting system | Shoroud | SHOROUD M25 | 25mm | 1071-O2-EL-PO-027-6516-A0-0-03 | OPEN PACKING LIST | GOLNOOR | 4 | PCS | 0 |  | ODCC-EL-IGC-0167 | IGC | 2021-11-07 | 4 | 4 | [49 empty] | 4
3979 | RIB-40-02 | EPSA063H4BN000111 | EPSA063H4BN0001 | Lighting system | Shoroud | SHOROUD M25 | 25mm | 1071-O2-EL-PO-027-6516-A0-0-03 | OPEN PACKING LIST | GOLNOOR | 16 | PCS | 0 |  | ODCC-EL-IGC-0167 | IGC | 2021-11-07 | 16 | 16 | [49 empty] | 16
3980 | RIB-40-01 | EPSA063H4BN000111 | EPSA063H4BN00011 | Lighting system | Shoroud | SHOROUD M25 | 25mm | 1071-O2-EL-PO-027-6516-A0-0-03 | OPEN PACKING LIST | GOLNOOR | 14 | PCS | 0 |  | ODCC-EL-IGC-0167 | IGC | 2021-11-07 | 14 | 14 | [49 empty] | 14
3981 | CR-40-03 | EPSA063H4BN000111 |  | Lighting system | Shoroud | SHOROUD M25 | 25mm | 1071-O2-EL-PO-027-6516-A0-0-03 | OPEN PACKING LIST | GOLNOOR | 70 | PCS | 4 |  | ODCC-EL-IGC-0167 | IGC | 2021-11-07 | 66 | 66 | [49 empty] | 66
3982 | CR-40-02 | EPSA063H4BN000111 |  | Lighting system | Shoroud | SHOROUD M25 | 25mm | 1071-O2-EL-PO-027-6516-A0-0-03 | OPEN PACKING LIST | GOLNOOR | 80 | PCS | 2 |  | ODCC-EL-IGC-0167 | IGC | 2021-11-07 | 78 | 78 | [49 empty] | 78
3983 | CR-40-01 | EPSA063H4BN000111 |  | Lighting system | Shoroud | SHOROUD M25 | 25mm | 1071-O2-EL-PO-027-6516-A0-0-03 | OPEN PACKING LIST | GOLNOOR | 90 | PCS | 6 |  | ODCC-EL-IGC-0167 | IGC | 2021-11-07 | 84 | 84 | [49 empty] | 84
3984 | BD-40-11 | EPSA063H4BN000111 |  | Lighting system | Shoroud | SHOROUD M25 | 25mm | 1071-O2-EL-PO-027-6516-A0-0-03 | OPEN PACKING LIST | GOLNOOR | 20 | PCS | 20 | [55 empty] | 0
3985 | BD-40-11 | ELLD02K13AAI5FN000 |  | Lighting system | Cable Gland | INDUSTRIAL GLAND M20-ARMORED TYPE | 20mm | 1071-O2-EL-PO-027-6516-A0-0-03 | OPEN PACKING LIST | GOLNOOR | 26 | PCS | 26 | [55 empty] | 0
3986 | BD-40-11 | ELLD02L05AAI5FN000 |  | Lighting system | Cable Gland | INDUSTRIAL GLAND M20-ARMORED TYPE | 20mm | 1071-O2-EL-PO-027-6516-A0-0-03 | OPEN PACKING LIST | GOLNOOR | 12 | PCS | 12 | [55 empty] | 0
3987 | BD-40-11 | EPSH041I5FN000 |  | Lighting system | Cable Gland | INDUSTRIAL GLAND M20-ARMORED TYPE | 20mm | 1071-O2-EL-PO-027-6516-A0-0-03 | OPEN PACKING LIST | GOLNOOR | 14 | PCS | 14 | [55 empty] | 0
3988 | BD-40-11 | EPSH041I5FN000 |  | Lighting system | Cable Gland | INDUSTRIAL GLAND M20-ARMORED TYPE | 20mm | 1071-O2-EL-PO-027-6516-A0-0-03 | OPEN PACKING LIST | GOLNOOR | 42 | PCS | 42 | [55 empty] | 0
3989 | BD-40-11 | EPSH041I5FN000 |  | Lighting system | Plug | PLUG M20 | 20mm | 1071-O2-EL-PO-027-6516-A0-0-03 | OPEN PACKING LIST | GOLNOOR | 7 | PCS | 7 | [55 empty] | 0
3990 | BD-40-11 | EPSH041I5FN000 |  | Lighting system | Plug | PLUG M20 | 20mm | 1071-O2-EL-PO-027-6516-A0-0-03 | OPEN PACKING LIST | GOLNOOR | 14 | PCS | 14 | [55 empty] | 0
3991 | BD-40-11 | ELLD02L05AAI5FN000 | EPSH041I5FN000 | Lighting system | Plug | PLUG M20 | 20mm | 1071-O2-EL-PO-027-6516-A0-0-03 | OPEN PACKING LIST | GOLNOOR | 6 | PCS | 6 | [55 empty] | 0
3992 | BD-40-11 | ELLD02K13AAI5FN000 |  | Lighting system | Plug | PLUG M20 | 20mm | 1071-O2-EL-PO-027-6516-A0-0-03 | OPEN PACKING LIST | GOLNOOR | 13 | PCS | 13 | [55 empty] | 0
3993 | BD-40-11 | ELLD02L05AAI5FN000 | EPSH041I5FN000 | Lighting system | Lamp | LAMP-FLUORESCENT-T8-36W | 36W | 1071-O2-EL-PO-027-6516-A0-0-03 | OPEN PACKING LIST | GOLNOOR | 12 | PCS | 12 | [55 empty] | 0
3994 | BD-40-11 | ELLD02K13AAI5FN000 |  | Lighting system | Lamp | LAMP-FLUORESCENT-T8-18W | 18W | 1071-O2-EL-PO-027-6516-A0-0-03 | OPEN PACKING LIST | GOLNOOR | 26 | PCS | 26 | [55 empty] | 0
3995 | 20 | EQMA05 |  | conduit | conduit | Steel Conduit, Rigid (HDG)length 6mSIZE 32mm | 32mm | 1071-O2-EL-PO-031-6011-A0-0-002 | OPEN PACKING LIST | Toseye Sanayeh Petro Foolad Gharb | 28 | PCS | 28 | [55 empty] | 0
3996 | 20 | EQMA06 |  | Conduit | Conduit | Steel Conduit, Rigid (HDG)Iength 6m. Size 40 mm | 40mm | 1071-O2-EL-PO-031-6011-A0-0-002 | OPEN PACKING LIST | Toseye Sanayeh Petro Foolad Gharb | 7 | PCS | 7 | [55 empty] | 0
3997 | 20 | EQMA07 |  | conduit | conduit | Steel Conduit, Rigid (HDG)Iength 6m. Size 50 mm | 50mm | 1071-O2-EL-PO-031-6011-A0-0-002 | OPEN PACKING LIST | Toseye Sanayeh Petro Foolad Gharb | 4 | PCS | 4 | [55 empty] | 0
3998 | 20 | EQMA13 |  | conduit | conduit | STEEL CONDUIT,RIGID(HDG)LENGTH 6M SIZE 100MM | 100mm | 1071-O2-EL-PO-031-6011-A0-0-002 | OPEN PACKING LIST | Toseye Sanayeh Petro Foolad Gharb | 2 | PCS | 2 | [55 empty] | 0
3999 | 20 | EQMA19 |  | conduit | conduit | STEEL CONDUIT,RIGID(HDG)LENGTH 6M SIZE 125MM | 125mm | 1071-O2-EL-PO-031-6011-A0-0-002 | OPEN PACKING LIST | Toseye Sanayeh Petro Foolad Gharb | 2 | PCS | 2 | [55 empty] | 0
4000 | 20 | EQMA08 |  | conduit | conduit | Steel Conduit, Rigid (HDG)Iength 6m. Size 63 mm | 63mm | 1071-O2-EL-PO-031-6011-A0-0-002 | OPEN PACKING LIST | Toseye Sanayeh Petro Foolad Gharb | 31 | PCS | 31 | [55 empty] | 0
4001 | 20 | EQMW05 |  | conduit | Flexible | FLEXIBEL METAL CONDUIT WITH PVC COVER SIZE 32MM | 32mm | 1071-O2-EL-PO-031-6011-A0-0-002 | OPEN PACKING LIST | Toseye Sanayeh Petro Foolad Gharb | 43 | meter | 43 | [55 empty] | 0
4002 | 20 | EQMW07 |  | conduit | Flexible | FLEXIBEL METAL CONDUIT WITH PVC COVER SIZE 50MM | 50mm | 1071-O2-EL-PO-031-6011-A0-0-002 | OPEN PACKING LIST | Toseye Sanayeh Petro Foolad Gharb | 5 | meter | 5 | [55 empty] | 0
4003 | 20 | EQMW08 |  | conduit | Flexible | Flexible metal conduit with PVC cover,Size 63mm | 63mm | 1071-O2-EL-PO-031-6011-A0-0-002 | OPEN PACKING LIST | Toseye Sanayeh Petro Foolad Gharb | 57 | meter | 57 | [55 empty] | 0
4004 | 20 | EQMW13 |  | conduit | Flexible | FLEXIBEL METAL CONDUIT WITH PVC COVER SIZE 100MM | 100mm | 1071-O2-EL-PO-031-6011-A0-0-002 | OPEN PACKING LIST | Toseye Sanayeh Petro Foolad Gharb | 2 | meter | 2 | [55 empty] | 0
4005 | 20 | EQMF05 |  | conduit | Female Metal | FITTING (FEMALE CONNECTOR) SIZE 32MM | 32mm | 1071-O2-EL-PO-031-6011-A0-0-002 | OPEN PACKING LIST | Toseye Sanayeh Petro Foolad Gharb | 82 | PCS | 82 | [55 empty] | 0
4006 | 20 | EQMF06 |  | conduit | Female Metal | FITTING (FEMALE CONNECTOR) SIZE 40MM | 40mm | 1071-O2-EL-PO-031-6011-A0-0-002 | OPEN PACKING LIST | Toseye Sanayeh Petro Foolad Gharb | 11 | PCS | 11 | [55 empty] | 0
4007 | 20 | EQMF07 |  | conduit | Female Metal | FITTING (FEMALE CONNECTOR) SIZE 50MM | 50mm | 1071-O2-EL-PO-031-6011-A0-0-002 | OPEN PACKING LIST | Toseye Sanayeh Petro Foolad Gharb | 4 | PCS | 4 | [55 empty] | 0
4008 | 20 | EQMF13 |  | conduit | Female Metal | FITTING (FEMALE CONNECTOR) SIZE 100MM | 100mm | 1071-O2-EL-PO-031-6011-A0-0-002 | OPEN PACKING LIST | Toseye Sanayeh Petro Foolad Gharb | 2 | PCS | 2 | [55 empty] | 0
4009 | 41 | EQMC04 |  | conduit | Coupling | HDG COUPLING SIZE 25MM | 25mm | 1071-O2-EL-PO-031-6011-A0-0-002 | OPEN PACKING LIST | Toseye Sanayeh Petro Foolad Gharb | 24 | PCS | 24 | [55 empty] | 0
4010 | 46 | EQMC04 |  | conduit | Coupling | HDG COUPLING SIZE 25MM | 25mm | 1071-O2-EL-PO-031-6011-A0-0-002 | OPEN PACKING LIST | Toseye Sanayeh Petro Foolad Gharb | 100 | PCS | 100 | [55 empty] | 0
4011 | 20 | EQMC05 |  | conduit | Coupling | HDG COUPLING SIZE 32MM | 32mm | 1071-O2-EL-PO-031-6011-A0-0-002 | OPEN PACKING LIST | Toseye Sanayeh Petro Foolad Gharb | 20 | PCS | 20 | [55 empty] | 0
4012 | 20 | EQMC08 |  | conduit | Coupling | HDG COUPLING SIZE 63MM | 63mm | 1071-O2-EL-PO-031-6011-A0-0-002 | OPEN PACKING LIST | Toseye Sanayeh Petro Foolad Gharb | 9 | PCS | 9 | [55 empty] | 0
4013 | 20 | EQMH05 |  | conduit | Clamp for Unistrut | HDG CONDUIT CLAMP FOR UNISTRUT CHANNELD,SIZE 32MM WITH DACROMAT BOLT NUT,SPRING & FLAT WASHER M6*30 | 32mm | 1071-O2-EL-PO-031-6011-A0-0-002 | OPEN PACKING LIST | Toseye Sanayeh Petro Foolad Gharb | 110 | PCS | 110 | [55 empty] | 0
4014 | 20 | EQMH06 |  | conduit | Clamp for Unistrut | HDG CONDUIT CLAMP FOR UNISTRUT CHANNELD,SIZE 40MM WITH DACROMAT BOLT NUT,SPRING & FLAT WASHER M6*30 | 40mm | 1071-O2-EL-PO-031-6011-A0-0-002 | OPEN PACKING LIST | Toseye Sanayeh Petro Foolad Gharb | 25 | PCS | 0 |  | ODCC-EL-IGC-0114 | IGC | 2021-06-06 | 25 | 25 | [49 empty] | 25
4015 | 20 | EQMH07 |  | conduit | Clamp for Unistrut | HDG CONDUIT CLAMP FOR UNISTRUT CHANNELD,SIZE 50MM WITH DACROMAT BOLT NUT,SPRING & FLAT WASHER M6*30 | 50mm | 1071-O2-EL-PO-031-6011-A0-0-002 | OPEN PACKING LIST | Toseye Sanayeh Petro Foolad Gharb | 18 | PCS | 18 | [55 empty] | 0
4016 | 20 | EQMH08 |  | conduit | Clamp for Unistrut | HDG CONDUIT CLAMP FOR UNISTRUT CHANNELD,SIZE 63MM WITH DACROMAT BOLT NUT,SPRING & FLAT WASHER M6*30 | 63mm | 1071-O2-EL-PO-031-6011-A0-0-002 | OPEN PACKING LIST | Toseye Sanayeh Petro Foolad Gharb | 96 | PCS | 96 | [55 empty] | 0
4017 | 20 | EQMH13 |  | conduit | Clamp for Unistrut | HDG CONDUIT CLAMP FOR UNISTRUT CHANNELD,SIZE 100MM WITH DACROMAT BOLT NUT,SPRING & FLAT WASHER M6*30 | 100mm | 1071-O2-EL-PO-031-6011-A0-0-002 | OPEN PACKING LIST | Toseye Sanayeh Petro Foolad Gharb | 6 | PCS | 6 | [55 empty] | 0
4018 | 20 | EQMH19 |  | conduit | Clamp for Unistrut | HDG CONDUIT CLAMP FOR UNISTRUT CHANNELD,SIZE 125MM WITH DACROMAT BOLT NUT,SPRING & FLAT WASHER M6*30 | 125mm | 1071-O2-EL-PO-031-6011-A0-0-002 | OPEN PACKING LIST | Toseye Sanayeh Petro Foolad Gharb | 11 | PCS | 11 | [55 empty] | 0
4019 | 20 | EQMI05 |  | conduit | Bushing | HDG BUSHING,SIZE 32MM | 32mm | 1071-O2-EL-PO-031-6011-A0-0-002 | OPEN PACKING LIST | Toseye Sanayeh Petro Foolad Gharb | 4 | PCS | 4 | [55 empty] | 0
4020 | 20 | EQMI06 |  | conduit | Bushing | Bushing made from Steel HDG or Aluminium suiatble for Hot Dipped Galvanized Conduits.SIZE:40 - | 40mm | 1071-O2-EL-PO-031-6011-A0-0-002 | OPEN PACKING LIST | Toseye Sanayeh Petro Foolad Gharb | 22 | PCS | 22 | [55 empty] | 0
4021 | 20 | EQMI07 |  | conduit | Bushing | Bushing made from Steel HDG or Aluminium suiatble for Hot Dipped Galvanized Conduits.SIZE:50 - | 50mm | 1071-O2-EL-PO-031-6011-A0-0-002 | OPEN PACKING LIST | Toseye Sanayeh Petro Foolad Gharb | 20 | PCS | 20 | [55 empty] | 0
4022 | 20 | EQMI08 |  | conduit | Bushing | HDG BUSHING,SIZE 63MM | 63mm | 1071-O2-EL-PO-031-6011-A0-0-002 | OPEN PACKING LIST | Toseye Sanayeh Petro Foolad Gharb | 58 | PCS | 58 | [55 empty] | 0
4023 | 61 | EQMI14 |  | conduit | Bushing | HDG BUSHING,SIZE 150MM | 150mm | 1071-O2-EL-PO-031-6011-A0-0-002 | OPEN PACKING LIST | Toseye Sanayeh Petro Foolad Gharb | 10 | PCS | 10 | [55 empty] | 0
4024 | 20 | EQMG00 |  | conduit | Unistrut Channel | HDG UNISTRUT CHANNEL,SIZE 41*41*22*2.5T(MM),L:0.5M | 41x41x22x2.5t(mm) | 1071-O2-EL-PO-031-6011-A0-0-002 | OPEN PACKING LIST | Toseye Sanayeh Petro Foolad Gharb | 40 | PCS | 40 | [55 empty] | 0
4025 | CR-40-02 | EQMA19 |  | conduit | conduit | STEEL CONDUIT,RIGID (HDG)LENGTH 6M SIZE 125MM | 125mm | 1071-O2-EL-PO-030-6024-A0-0-005 | OPEN PACKING LIST | Toseye Sanayeh Petro Foolad Gharb | 8 | PCS | 8 | [55 empty] | 0
4026 | SS-40-09 | EPSH041A6FN3T3 |  | Lighting System | Cable Gland | SEMC CABLE GLAND 421 - B - 25mm C/With : Sealing Washer , Earth Tag , Shroud | 25mm | 1071-O2-EL-PO-028-6518-A0-0-005 | OPEN PACKING LIST | Mashin Sazi Shomal | 3 | PCS | 3 | [55 empty] | 0
4027 | 20 | EQMF08 |  | conduit | Female Metal | FITTING (FEMALE CONNECTOR) SIZE 63MM | 63mm | 1071-O2-EL-PO-031-6011-A0-0-002 | OPEN PACKING LIST | Toseye Sanayeh Petro Foolad Gharb | 58 | PCS | 58 | [55 empty] | 0
4028 | 35 | EQMF08 |  | conduit | Female Metal | FITTING (FEMALE CONNECTOR) SIZE 63MM | 63mm | 1071-O2-EL-PO-031-6011-A0-0-002 | OPEN PACKING LIST | Toseye Sanayeh Petro Foolad Gharb | 26 | PCS | 26 | [55 empty] | 0
4029 | 41 | EQMF08 |  | conduit | Female Metal | FITTING (FEMALE CONNECTOR) SIZE 63MM | 63mm | 1071-O2-EL-PO-031-6011-A0-0-002 | OPEN PACKING LIST | Toseye Sanayeh Petro Foolad Gharb | 31 | PCS | 31 | [55 empty] | 0
4030 | 42 | EQMF08 |  | conduit | Female Metal | FITTING (FEMALE CONNECTOR) SIZE 63MM | 63mm | 1071-O2-EL-PO-031-6011-A0-0-002 | OPEN PACKING LIST | Toseye Sanayeh Petro Foolad Gharb | 25 | PCS | 25 | [55 empty] | 0
4031 | 43 | EQMF08 |  | conduit | Female Metal | FITTING (FEMALE CONNECTOR) SIZE 63MM | 63mm | 1071-O2-EL-PO-031-6011-A0-0-002 | OPEN PACKING LIST | Toseye Sanayeh Petro Foolad Gharb | 18 | PCS | 18 | [55 empty] | 0
4032 | 44 | EQMF08 |  | conduit | Female Metal | FITTING (FEMALE CONNECTOR) SIZE 63MM | 63mm | 1071-O2-EL-PO-031-6011-A0-0-002 | OPEN PACKING LIST | Toseye Sanayeh Petro Foolad Gharb | 9 | PCS | 9 | [55 empty] | 0
4033 | 50 | EQMF08 |  | conduit | Female Metal | FITTING (FEMALE CONNECTOR) SIZE 63MM | 63mm | 1071-O2-EL-PO-031-6011-A0-0-002 | OPEN PACKING LIST | Toseye Sanayeh Petro Foolad Gharb | 393 | PCS | 393 | [55 empty] | 0
4034 | 20 | EQMI13 |  | conduit | Bushing | HDG BUSHING,SIZE 100MM | 100mm | 1071-O2-EL-PO-031-6011-A0-0-002 | OPEN PACKING LIST | Toseye Sanayeh Petro Foolad Gharb | 2 | PCS | 2 | [55 empty] | 0
4035 | 35 | EQMI13 |  | conduit | Bushing | HDG BUSHING,SIZE 100MM | 100mm | 1071-O2-EL-PO-031-6011-A0-0-002 | OPEN PACKING LIST | Toseye Sanayeh Petro Foolad Gharb | 3 | PCS | 3 | [55 empty] | 0
4036 | 41 | EQMI13 |  | conduit | Bushing | HDG BUSHING,SIZE 100MM | 100mm | 1071-O2-EL-PO-031-6011-A0-0-002 | OPEN PACKING LIST | Toseye Sanayeh Petro Foolad Gharb | 15 | PCS | 15 | [55 empty] | 0
4037 | 46 | EQMI13 |  | conduit | Bushing | HDG BUSHING,SIZE 100MM | 100mm | 1071-O2-EL-PO-031-6011-A0-0-002 | OPEN PACKING LIST | Toseye Sanayeh Petro Foolad Gharb | 15 | PCS | 15 | [55 empty] | 0
4038 | 61 | EQMI13 |  | conduit | Bushing | HDG BUSHING,SIZE 100MM | 100mm | 1071-O2-EL-PO-031-6011-A0-0-002 | OPEN PACKING LIST | Toseye Sanayeh Petro Foolad Gharb | 3 | PCS | 3 | [55 empty] | 0
4039 | 20 | EQMI19 |  | conduit | Bushing | HDG BUSHING,SIZE 125MM | 125mm | 1071-O2-EL-PO-031-6011-A0-0-002 | OPEN PACKING LIST | Toseye Sanayeh Petro Foolad Gharb | 7 | PCS | 7 | [55 empty] | 0
4040 | BD-40-10 | EQMI19 |  | conduit | Bushing | HDG BUSHING,SIZE 125MM | 125mm | 1071-O2-EL-PO-031-6011-A0-0-002 | OPEN PACKING LIST | Toseye Sanayeh Petro Foolad Gharb | 1 | PCS | 1 | [55 empty] | 0
4041 | 46 | EQMI19 |  | conduit | Bushing | HDG BUSHING,SIZE 125MM | 125mm | 1071-O2-EL-PO-031-6011-A0-0-002 | OPEN PACKING LIST | Toseye Sanayeh Petro Foolad Gharb | 20 | PCS | 20 | [55 empty] | 0
4042 | 61 | EQMI19 |  | conduit | Bushing | HDG BUSHING,SIZE 125MM | 125mm | 1071-O2-EL-PO-031-6011-A0-0-002 | OPEN PACKING LIST | Toseye Sanayeh Petro Foolad Gharb | 17 | PCS | 17 | [55 empty] | 0
4043 | BD-40-02 | EQMC04 |  | conduit | Coupling | HDG COUPLING SIZE 25MM | 25mm | 1071-O2-EL-PO-030-6024-A0-0-005 | OPEN PACKING LIST | Toseye Sanayeh Petro Foolad Gharb | 54 | PCS | 54 | [55 empty] | 0
4044 | BD-40-10 | EQMC04 |  | conduit | Coupling | HDG COUPLING SIZE 25MM | 25mm | 1071-O2-EL-PO-030-6024-A0-0-005 | OPEN PACKING LIST | Toseye Sanayeh Petro Foolad Gharb | 220 | PCS | 220 | [55 empty] | 0
4045 | BD-40-11 | EQMC04 |  | conduit | Coupling | HDG COUPLING SIZE 25MM | 25mm | 1071-O2-EL-PO-030-6024-A0-0-005 | OPEN PACKING LIST | Toseye Sanayeh Petro Foolad Gharb | 75 | PCS | 75 | [55 empty] | 0
4046 | BD-40-12 | EQMC04 |  | conduit | Coupling | HDG COUPLING SIZE 25MM | 25mm | 1071-O2-EL-PO-030-6024-A0-0-005 | OPEN PACKING LIST | Toseye Sanayeh Petro Foolad Gharb | 140 | PCS | 140 | [55 empty] | 0
4047 | CR-40-03 | EQMC04 |  | conduit | Coupling | HDG COUPLING SIZE 25MM | 25mm | 1071-O2-EL-PO-030-6024-A0-0-005 | OPEN PACKING LIST | Toseye Sanayeh Petro Foolad Gharb | 1042 | PCS | 732 |  | ODCC-EL-IGC-0045 | IGC | 2020-12-02 | 110 | 110 |  | ODCC-EL-IGC-0029 | IGC | 2020-11-05 | 50 | 50 |  | ODCC-EL-IGC-0101 | IGC | 2021-05-18 | 150 | 150 | [37 empty] | 310
4048 | RIB-40-01 | EQMC04 |  | conduit | Coupling | HDG COUPLING SIZE 25MM | 25mm | 1071-O2-EL-PO-030-6024-A0-0-005 | OPEN PACKING LIST | Toseye Sanayeh Petro Foolad Gharb | 100 | PCS | 0 |  | ODCC-EL-IGC-0045 | IGC | 2020-12-02 | 100 | 100 | [49 empty] | 100
4049 | RIB-40-02 | EQMC04 |  | conduit | Coupling | HDG COUPLING SIZE 25MM | 25mm | 1071-O2-EL-PO-030-6024-A0-0-005 | OPEN PACKING LIST | Toseye Sanayeh Petro Foolad Gharb | 135 | PCS | 15 |  | ODCC-EL-IGC-0045 | IGC | 2020-12-02 | 120 | 120 | [49 empty] | 120
4050 | RIB-40-03 | EQMC04 |  | conduit | Coupling | HDG COUPLING SIZE 25MM | 25mm | 1071-O2-EL-PO-030-6024-A0-0-005 | OPEN PACKING LIST | Toseye Sanayeh Petro Foolad Gharb | 160 | PCS | 30 |  | ODCC-EL-IGC-0045 | IGC | 2020-12-02 | 110 | 110 |  | ODCC-EL-IGC-0200 | IGC | 2021-12-21 | 20 | 20 | [43 empty] | 130
4051 | SS-40-03 | EQMC04 |  | conduit | Coupling | HDG COUPLING SIZE 25MM | 25mm | 1071-O2-EL-PO-030-6024-A0-0-005 | OPEN PACKING LIST | Toseye Sanayeh Petro Foolad Gharb | 314 | PCS | 214 |  | ODCC-EL-IGC-0200 | IGC | 2021-12-21 | 100 | 100 | [49 empty] | 100
4052 | SS-40-04 | EQMC04 |  | conduit | Coupling | HDG COUPLING SIZE 25MM | 25mm | 1071-O2-EL-PO-030-6024-A0-0-002-Rev.01 | OPEN PACKING LIST | Toseye Sanayeh Petro Foolad Gharb | 1162 | PCS | 712 |  | ODCC-EL-IGC-0101 | IGC | 2021-05-18 | 350 | 350 |  | ODCC-EL-IGC-0200 | IGC | 2021-12-21 | 100 | 100 | [43 empty] | 450
4053 | SS-40-05 | EQMC04 |  | conduit | Coupling | HDG COUPLING SIZE 25MM | 25mm | 1071-O2-EL-PO-030-6024-A0-0-002-Rev.01 | OPEN PACKING LIST | Toseye Sanayeh Petro Foolad Gharb | 1019 | PCS | 869 |  | ODCC-EL-IGC-0029 | IGC | 2020-11-05 | 50 | 50 |  | ODCC-EL-IGC-0200 | IGC | 2021-12-21 | 100 | 100 | [43 empty] | 150
4054 | SS-40-04 | EE-4804PF5801A | Buildings | Panel | Capacitor Bank | Capacitor Bank 350 kvar (2 cells) | 350 kvar | 1071-O2-EL-PO-004-6507-002 | OPEN PACKING LIST | Farakoh co. | 2 | CELL | 2 | [55 empty] | 0
4055 | SS-40-04 | EE-4804PF5801B | Buildings | Panel | Capacitor Bank | Capacitor Bank 350 kvar (2 cells) | 350 kvar | 1071-O2-EL-PO-004-6507-002 | OPEN PACKING LIST | Farakoh co. | 2 | CELL | 2 | [55 empty] | 0
4056 | SS-40-04 | EE-4804PF5901A | Buildings | Panel | Capacitor Bank | Capacitor Bank 300 kvar (1 cell) | 300 kvar | 1071-O2-EL-PO-004-6507-002 | OPEN PACKING LIST | Farakoh co. | 1 | CELL | 1 | [55 empty] | 0
4057 | SS-40-04 | EE-4804PF5901B | Buildings | Panel | Capacitor Bank | Capacitor Bank 300 kvar (1 cell) | 300 kvar | 1071-O2-EL-PO-004-6507-002 | OPEN PACKING LIST | Farakoh co. | 1 | CELL | 1 | [55 empty] | 0
4058 | SS-40-04 | EE-4804PF7801A | Buildings | Panel | Capacitor Bank | Capacitor Bank 375 kvar (2 cells) | 375 kvar | 1071-O2-EL-PO-004-6507-002 | OPEN PACKING LIST | Farakoh co. | 2 | CELL | 2 | [55 empty] | 0
4059 | SS-40-04 | EE-4804PF7801B | Buildings | Panel | Capacitor Bank | Capacitor Bank 375 kvar (2 cells) | 375 kvar | 1071-O2-EL-PO-004-6507-002 | OPEN PACKING LIST | Farakoh co. | 2 | CELL | 2 | [55 empty] | 0
4060 | SS-40-04 | EE-4804PF4801 | Buildings | Panel | Capacitor Bank | Capacitor Bank 175 kvar (1 cell) | 175 kvar | 1071-O2-EL-PO-004-6507-002 | OPEN PACKING LIST | Farakoh co. | 1 | CELL | 1 | [55 empty] | 0
4061 | SS-40-03 | EE-4803PF5601A | Buildings | Panel | Capacitor Bank | Capacitor Bank 400 kvar (2 cells) | 400 kvar | 1071-O2-EL-PO-004-6507-002 | OPEN PACKING LIST | Farakoh co. | 2 | CELL | 2 | [55 empty] | 0
4062 | SS-40-03 | EE-4803PF5601B | Buildings | Panel | Capacitor Bank | Capacitor Bank 400 kvar (2 cells) | 400 kvar | 1071-O2-EL-PO-004-6507-002 | OPEN PACKING LIST | Farakoh co. | 2 | CELL | 2 | [55 empty] | 0
4063 | SS-40-03 | EE-4803PF5701A | Buildings | Panel | Capacitor Bank | Capacitor Bank 425 kvar (1 cell) | 425 kvar | 1071-O2-EL-PO-004-6507-002 | OPEN PACKING LIST | Farakoh co. | 1 | CELL | 1 | [55 empty] | 0
4064 | SS-40-03 | EE-4803PF5701B | Buildings | Panel | Capacitor Bank | Capacitor Bank 425 kvar (1 cell) | 425 kvar | 1071-O2-EL-PO-004-6507-002 | OPEN PACKING LIST | Farakoh co. | 1 | CELL | 1 | [55 empty] | 0
4065 | SS-40-03 | EE-4803PF4801 | Buildings | Panel | Capacitor Bank | Capacitor Bank 100 kvar (1 cell) | 100 kvar | 1071-O2-EL-PO-004-6507-002 | OPEN PACKING LIST | Farakoh co. | 1 | CELL | 1 | [55 empty] | 0
4066 | SS-40-09 | EE-4809PF5101A | Buildings | Panel | Capacitor Bank | Capacitor Bank 600 kvar (2 cells) | 600 kvar | 1071-O2-EL-PO-004-6507-001 | OPEN PACKING LIST | Farakoh co. | 2 | CELL | 0 |  | ODCC-EL-IGC-0190 | IGC | 2021-08-07 | 2 | 2 | manual | [48 empty] | 2
4067 | SS-40-09 | EE-4809PF5101B | Buildings | Panel | Capacitor Bank | Capacitor Bank 600 kvar (2 cells) | 600 kvar | 1071-O2-EL-PO-004-6507-001 | OPEN PACKING LIST | Farakoh co. | 2 | CELL | 0 |  | ODCC-EL-IGC-0190 | IGC | 2021-08-07 | 2 | 2 | manual | [48 empty] | 2
4068 | SS-40-09 | EE-4809PF5102A | Buildings | Panel | Capacitor Bank | Capacitor Bank 400 kvar (2 cells) | 400 kvar | 1071-O2-EL-PO-004-6507-001 | OPEN PACKING LIST | Farakoh co. | 2 | CELL | 0 |  | ODCC-EL-IGC-0190 | IGC | 2021-08-07 | 2 | 2 | manual | [48 empty] | 2
4069 | SS-40-09 | EE-4809PF5102B | Buildings | Panel | Capacitor Bank | Capacitor Bank 400 kvar (2 cells) | 400 kvar | 1071-O2-EL-PO-004-6507-001 | OPEN PACKING LIST | Farakoh co. | 2 | CELL | 0 |  | ODCC-EL-IGC-0190 | IGC | 2021-08-07 | 2 | 2 | manual | [48 empty] | 2
4070 | SS-40-09 | EE-4809PF5103A | Buildings | Panel | Capacitor Bank | Capacitor Bank 300 kvar (1 cell) | 300 kvar | 1071-O2-EL-PO-004-6507-001 | OPEN PACKING LIST | Farakoh co. | 1 | CELL | 0 |  | ODCC-EL-IGC-0190 | IGC | 2021-08-07 | 1 | 1 | manual | [48 empty] | 1
4071 | SS-40-09 | EE-4809PF5103B | Buildings | Panel | Capacitor Bank | Capacitor Bank 300 kvar (1 cell) | 300 kvar | 1071-O2-EL-PO-004-6507-001 | OPEN PACKING LIST | Farakoh co. | 1 | CELL | 0 |  | ODCC-EL-IGC-0190 | IGC | 2021-08-07 | 1 | 1 | manual | [48 empty] | 1
4072 | SS-40-09 | EE-4809PF5501A | Buildings | Panel | Capacitor Bank | Capacitor Bank 500 kvar (2 cells) | 500 kvar | 1071-O2-EL-PO-004-6507-001 | OPEN PACKING LIST | Farakoh co. | 2 | CELL | 0 |  | ODCC-EL-IGC-0190 | IGC | 2021-08-07 | 2 | 2 | manual | [48 empty] | 2
4073 | SS-40-09 | EE-4809PF5501B | Buildings | Panel | Capacitor Bank | Capacitor Bank 500 kvar (2 cells) | 500 kvar | 1071-O2-EL-PO-004-6507-001 | OPEN PACKING LIST | Farakoh co. | 2 | CELL | 0 |  | ODCC-EL-IGC-0190 | IGC | 2021-08-07 | 2 | 2 | manual | [48 empty] | 2
4074 | SS-40-09 | EE-4809PF4801 | Buildings | Panel | Capacitor Bank | Capacitor Bank 400 kvar (2 cells) | 400 kvar | 1071-O2-EL-PO-004-6507-001 | OPEN PACKING LIST | Farakoh co. | 2 | CELL | 0 |  | ODCC-EL-IGC-0190 | IGC | 2021-08-07 | 2 | 2 | manual | [48 empty] | 2
4075 | SS-40-05 | EE-4805PF4801A | Buildings | Panel | Capacitor Bank | Capacitor Bank 250 kvar (1 cell) | 250 kvar | 1071-O2-EL-PO-004-6507-001 | OPEN PACKING LIST | Farakoh co. | 1 | CELL | 0 |  | ODCC-EL-IGC-0220 | IGC | 2022-01-18 | 1 | 1 | [49 empty] | 1
4076 | SS-40-05 | EE-4805PF4801B | Buildings | Panel | Capacitor Bank | Capacitor Bank 250 kvar (1 cell) | 250 kvar | 1071-O2-EL-PO-004-6507-001 | OPEN PACKING LIST | Farakoh co. | 1 | CELL | 0 |  | ODCC-EL-IGC-0220 | IGC | 2022-01-18 | 1 | 1 | [49 empty] | 1
4077 | SS-40-05 | EE-4805PF4802A | Buildings | Panel | Capacitor Bank | Capacitor Bank 400 kvar (2 cells) | 400 kvar | 1071-O2-EL-PO-004-6507-001 | OPEN PACKING LIST | Farakoh co. | 2 | CELL | 0 |  | ODCC-EL-IGC-0220 | IGC | 2022-01-18 | 2 | 2 | [49 empty] | 2
4078 | SS-40-05 | EE-4805PF4802B | Buildings | Panel | Capacitor Bank | Capacitor Bank 400 kvar (2 cells) | 400 kvar | 1071-O2-EL-PO-004-6507-001 | OPEN PACKING LIST | Farakoh co. | 2 | CELL | 0 |  | ODCC-EL-IGC-0220 | IGC | 2022-01-18 | 2 | 2 | [49 empty] | 2
4079 | SS-40-05 | EE-4805PF4803A | Buildings | Panel | Capacitor Bank | Capacitor Bank 575 kvar (2 cells) | 575 kvar | 1071-O2-EL-PO-004-6507-001 | OPEN PACKING LIST | Farakoh co. | 2 | CELL | 0 |  | ODCC-EL-IGC-0220 | IGC | 2022-01-18 | 2 | 2 | [49 empty] | 2
4080 | SS-40-05 | EE-4805PF4803B | Buildings | Panel | Capacitor Bank | Capacitor Bank 575 kvar (2 cells) | 575 kvar | 1071-O2-EL-PO-004-6507-001 | OPEN PACKING LIST | Farakoh co. | 2 | CELL | 0 |  | ODCC-EL-IGC-0220 | IGC | 2022-01-18 | 2 | 2 | [49 empty] | 2
4081 | SS-40-05 | EE-4805PF4804 | Buildings | Panel | Capacitor Bank | Capacitor Bank 400 kvar (2 cells) | 400 kvar | 1071-O2-EL-PO-004-6507-001 | OPEN PACKING LIST | Farakoh co. | 2 | CELL | 0 |  | ODCC-EL-IGC-0220 | IGC | 2022-01-18 | 2 | 2 | [49 empty] | 2
4082 | 35 | U35-NLP-01 |  | Panel | Normal Lighting Panel | Ex Distribution Panel | 3PH | 1071-O2-EL-PO-038-6511-A0-0-001 | OPEN PACKING LIST | Darian electric & Utilites Co. | 1 | SET | 0 |  | ODCC-EL-ARP-0057 | Abad Rahan | 2021-09-19 | 1 | 1 | [49 empty] | 1
4083 | 35 | U35-ELP-01 |  | Panel | Emergency Lighting Panel | Ex Distribution Panel | 3PH | 1071-O2-EL-PO-038-6511-A0-0-001 | OPEN PACKING LIST | Darian electric & Utilites Co. | 1 | SET | 0 |  | ODCC-EL-ARP-0057 | Abad Rahan | 2021-09-19 | 1 | 1 | [49 empty] | 1
4084 | 35 | U35-NLP-02 |  | Panel | Normal Lighting Panel | Ex Distribution Panel | 3PH | 1071-O2-EL-PO-038-6511-A0-0-001 | OPEN PACKING LIST | Darian electric & Utilites Co. | 1 | SET | 0 |  | ODCC-EL-ARP-0057 | Abad Rahan | 2021-09-19 | 1 | 1 | [49 empty] | 1
4085 | 35 | U35-ELP-02 |  | Panel | Emergency Lighting Panel | Ex Distribution Panel | 3PH | 1071-O2-EL-PO-038-6511-A0-0-001 | OPEN PACKING LIST | Darian electric & Utilites Co. | 1 | SET | 0 |  | ODCC-EL-ARP-0057 | Abad Rahan | 2021-09-19 | 1 | 1 | [49 empty] | 1
4086 | 55 | U55-NLP-01 |  | Panel | Normal Lighting Panel | Ex Distribution Panel | 3PH | 1071-O2-EL-PO-038-6511-A0-0-001 | OPEN PACKING LIST | Darian electric & Utilites Co. | 1 | SET | 0 |  | ODCC-EL-IGC-0146 | IGC | 2021-09-05 | 1 | 1 | [49 empty] | 1
4087 | 35 | U35-NDP-01 |  | Panel | Normal Distribution Panel | Ex Distribution Panel | 3PH | 1071-O2-EL-PO-038-6511-A0-0-001 | OPEN PACKING LIST | Darian electric & Utilites Co. | 1 | SET | 0 |  | ODCC-EL-ARP-0057 | Abad Rahan | 2021-09-19 | 1 | 1 | [49 empty] | 1
4088 | 35 | U35-NDP-02 |  | Panel | Normal Distribution Panel | Ex Distribution Panel | 3PH | 1071-O2-EL-PO-038-6511-A0-0-001 | OPEN PACKING LIST | Darian electric & Utilites Co. | 1 | SET | 0 |  | ODCC-EL-ARP-0057 | Abad Rahan | 2021-09-19 | 1 | 1 | [49 empty] | 1
4089 | 55 | U55-NDP-01 |  | Panel | Normal Distribution Panel | Ex Distribution Panel | 3PH | 1071-O2-EL-PO-038-6511-A0-0-001 | OPEN PACKING LIST | Darian electric & Utilites Co. | 1 | SET | 0 |  | ODCC-EL-IGC-0146 | IGC | 2021-09-05 | 1 | 1 | [49 empty] | 1
4090 | SS-40-09 | EE-4809-LVMP-4801 | Buildings | Panel | Marshaling Panel | Marshaling Panel EE-4809-LVMP-4801 (2 cells) | - | 1071-O2-EL-PO-013-6503-A0-0-06 | OPEN PACKING LIST | Jaboun Co. | 2 | CELL | 0 |  | ODCC-EL-IGC-0190 | IGC | 2021-08-07 | 2 | 2 | manual | [48 empty] | 2
4091 | SS-40-09 | EE-4809-LVMP-4801 | Buildings | Panel | Marshaling Panel | Marshaling Panel EE-4809-LVMP-4801 (1 cell) | - | 1071-O2-EL-PO-013-6503-A0-0-06 | OPEN PACKING LIST | Jaboun Co. | 1 | CELL | 0 |  | ODCC-EL-IGC-0190 | IGC | 2021-08-07 | 1 | 1 | manual | [48 empty] | 1
4092 | SS-40-09 | EE-4809-LVMP-4801 | Buildings | Panel | Marshaling Panel | Marshaling Panel EE-4809-LVMP-4801 (2 cells) | - | 1071-O2-EL-PO-013-6503-A0-0-06 | OPEN PACKING LIST | Jaboun Co. | 2 | CELL | 0 |  | ODCC-EL-IGC-0190 | IGC | 2021-08-07 | 2 | 2 | manual | [48 empty] | 2
4093 | Spare | 2 Years Spare Part List |  | LV Switchgear | 2 Years Spare Part List | ACB Fix 3200A,85 KA,4P Without Chassis & Shutter/NW32 | - | 1071-O2-EL-PO-013-6503-A0-0-07 | OPEN PACKING LIST | Jaboun Co. | 1 | PCS | 1 | [55 empty] | 0
4094 | Spare | 2 Years Spare Part List |  | LV Switchgear | 2 Years Spare Part List | Voltage Transformer 2.5 KVA For Control Voltage,400/230V | - | 1071-O2-EL-PO-013-6503-A0-0-07 | OPEN PACKING LIST | Jaboun Co. | 1 | PCS | 1 | [55 empty] | 0
4095 | Spare | 2 Years Spare Part List |  | LV Switchgear | 2 Years Spare Part List | Drawer 1M Motor Starter | - | 1071-O2-EL-PO-013-6503-A0-0-07 | OPEN PACKING LIST | Jaboun Co. | 3 | PCS | 3 | [55 empty] | 0
4096 | Spare | 2 Years Spare Part List |  | LV Switchgear | 2 Years Spare Part List | Drawer 2M Motor Starter | - | 1071-O2-EL-PO-013-6503-A0-0-07 | OPEN PACKING LIST | Jaboun Co. | 3 | PCS | 3 | [55 empty] | 0
4097 | Spare | 2 Years Spare Part List |  | LV Switchgear | 2 Years Spare Part List | Drawer 3M Motor Starter | - | 1071-O2-EL-PO-013-6503-A0-0-07 | OPEN PACKING LIST | Jaboun Co. | 3 | PCS | 3 | [55 empty] | 0
4098 | Spare | 2 Years Spare Part List |  | LV Switchgear | 2 Years Spare Part List | Drawer 1M Load Feeder | - | 1071-O2-EL-PO-013-6503-A0-0-07 | OPEN PACKING LIST | Jaboun Co. | 3 | PCS | 3 | [55 empty] | 0
4099 | Spare | 2 Years Spare Part List |  | LV Switchgear | 2 Years Spare Part List | Drawer 2M Load Feeder | - | 1071-O2-EL-PO-013-6503-A0-0-07 | OPEN PACKING LIST | Jaboun Co. | 3 | PCS | 3 | [55 empty] | 0
4100 | Spare | 2 Years Spare Part List |  | LV Switchgear | 2 Years Spare Part List | Drawer 2M Load Feeder 2Dis | - | 1071-O2-EL-PO-013-6503-A0-0-07 | OPEN PACKING LIST | Jaboun Co. | 3 | PCS | 3 | [55 empty] | 0
4101 | Spare | 2 Years Spare Part List |  | LV Switchgear | 2 Years Spare Part List | MCCB Trip Unit 16A,4P/Tm16 | - | 1071-O2-EL-PO-013-6503-A0-0-07 | OPEN PACKING LIST | Jaboun Co. | 2 | PCS | 2 | [55 empty] | 0
4102 | Spare | 2 Years Spare Part List |  | LV Switchgear | 2 Years Spare Part List | MCCB Trip Unit 25A,4P/Tm25 | - | 1071-O2-EL-PO-013-6503-A0-0-07 | OPEN PACKING LIST | Jaboun Co. | 1 | PCS | 1 | [55 empty] | 0
4103 | Spare | 2 Years Spare Part List |  | LV Switchgear | 2 Years Spare Part List | MCCB Trip Unit 32A,4P | - | 1071-O2-EL-PO-013-6503-A0-0-07 | OPEN PACKING LIST | Jaboun Co. | 1 | PCS | 1 | [55 empty] | 0
4104 | Spare | 2 Years Spare Part List |  | LV Switchgear | 2 Years Spare Part List | MCCB Trip Unit 40A,4P | - | 1071-O2-EL-PO-013-6503-A0-0-07 | OPEN PACKING LIST | Jaboun Co. | 1 | PCS | 1 | [55 empty] | 0
4105 | Spare | 2 Years Spare Part List |  | LV Switchgear | 2 Years Spare Part List | MCCB Trip Unit 50A,4P | - | 1071-O2-EL-PO-013-6503-A0-0-07 | OPEN PACKING LIST | Jaboun Co. | 1 | PCS | 1 | [55 empty] | 0
4106 | Spare | 2 Years Spare Part List |  | LV Switchgear | 2 Years Spare Part List | MCCB Trip Unit 63A,4P | - | 1071-O2-EL-PO-013-6503-A0-0-07 | OPEN PACKING LIST | Jaboun Co. | 1 | PCS | 1 | [55 empty] | 0
4107 | Spare | 2 Years Spare Part List |  | LV Switchgear | 2 Years Spare Part List | MCCB Trip Unit 80A,4P | - | 1071-O2-EL-PO-013-6503-A0-0-07 | OPEN PACKING LIST | Jaboun Co. | 1 | PCS | 1 | [55 empty] | 0
4108 | Spare | 2 Years Spare Part List |  | LV Switchgear | 2 Years Spare Part List | MCCB Trip Unit 100A,4P | - | 1071-O2-EL-PO-013-6503-A0-0-07 | OPEN PACKING LIST | Jaboun Co. | 1 | PCS | 1 | [55 empty] | 0
4109 | Spare | 2 Years Spare Part List |  | LV Switchgear | 2 Years Spare Part List | MCCB Trip Unit 125A,4P | - | 1071-O2-EL-PO-013-6503-A0-0-07 | OPEN PACKING LIST | Jaboun Co. | 1 | PCS | 1 | [55 empty] | 0
4110 | Spare | 2 Years Spare Part List |  | LV Switchgear | 2 Years Spare Part List | MCCB Trip Unit 160A,4P | - | 1071-O2-EL-PO-013-6503-A0-0-07 | OPEN PACKING LIST | Jaboun Co. | 1 | PCS | 1 | [55 empty] | 0
4111 | Spare | 2 Years Spare Part List |  | LV Switchgear | 2 Years Spare Part List | MCCB Trip Unit 200A,4P | - | 1071-O2-EL-PO-013-6503-A0-0-07 | OPEN PACKING LIST | Jaboun Co. | 1 | PCS | 1 | [55 empty] | 0
4112 | Spare | 2 Years Spare Part List |  | LV Switchgear | 2 Years Spare Part List | MCCB Trip Unit 250A,4P | - | 1071-O2-EL-PO-013-6503-A0-0-07 | OPEN PACKING LIST | Jaboun Co. | 1 | PCS | 1 | [55 empty] | 0
4113 | Spare | 2 Years Spare Part List |  | LV Switchgear | 2 Years Spare Part List | MCCB Trip Unit 400A,4P | - | 1071-O2-EL-PO-013-6503-A0-0-07 | OPEN PACKING LIST | Jaboun Co. | 1 | PCS | 1 | [55 empty] | 0
4114 | Spare | 2 Years Spare Part List |  | LV Switchgear | 2 Years Spare Part List | MCCB Trip Unit 220A,3P,Magnet Only | - | 1071-O2-EL-PO-013-6503-A0-0-07 | OPEN PACKING LIST | Jaboun Co. | 1 | PCS | 1 | [55 empty] | 0
4115 | Spare | 2 Years Spare Part List |  | LV Switchgear | 2 Years Spare Part List | MCCB Trip Unit 150A,3P,Magnet Only | - | 1071-O2-EL-PO-013-6503-A0-0-07 | OPEN PACKING LIST | Jaboun Co. | 1 | PCS | 1 | [55 empty] | 0
4116 | Spare | 2 Years Spare Part List |  | LV Switchgear | 2 Years Spare Part List | MCCB Trip Unit 100A,3P,Magnet Only | - | 1071-O2-EL-PO-013-6503-A0-0-07 | OPEN PACKING LIST | Jaboun Co. | 2 | PCS | 2 | [55 empty] | 0
4117 | Spare | 2 Years Spare Part List |  | LV Switchgear | 2 Years Spare Part List | MCCB Trip Unit 50A,3P,Magnet Only | - | 1071-O2-EL-PO-013-6503-A0-0-07 | OPEN PACKING LIST | Jaboun Co. | 2 | PCS | 2 | [55 empty] | 0
4118 | Spare | 2 Years Spare Part List |  | LV Switchgear | 2 Years Spare Part List | MCCB Trip Unit 25A,3P,Magnet Only | - | 1071-O2-EL-PO-013-6503-A0-0-07 | OPEN PACKING LIST | Jaboun Co. | 1 | PCS | 1 | [55 empty] | 0
4119 | Spare | 2 Years Spare Part List |  | LV Switchgear | 2 Years Spare Part List | MCCB 100A,4P,100Ka | - | 1071-O2-EL-PO-013-6503-A0-0-07 | OPEN PACKING LIST | Jaboun Co. | 9 | PCS | 9 | [55 empty] | 0
4120 | Spare | 2 Years Spare Part List |  | LV Switchgear | 2 Years Spare Part List | MCCB 160A,4P,100Ka | - | 1071-O2-EL-PO-013-6503-A0-0-07 | OPEN PACKING LIST | Jaboun Co. | 1 | PCS | 1 | [55 empty] | 0
4121 | Spare | 2 Years Spare Part List |  | LV Switchgear | 2 Years Spare Part List | MCCB 250A,4P,100Ka | - | 1071-O2-EL-PO-013-6503-A0-0-07 | OPEN PACKING LIST | Jaboun Co. | 1 | PCS | 1 | [55 empty] | 0
4122 | Spare | 2 Years Spare Part List |  | LV Switchgear | 2 Years Spare Part List | MCCB 400A,4P,100Ka | - | 1071-O2-EL-PO-013-6503-A0-0-07 | OPEN PACKING LIST | Jaboun Co. | 1 | PCS | 1 | [55 empty] | 0
4123 | Spare | 2 Years Spare Part List |  | LV Switchgear | 2 Years Spare Part List | MCCB 100A,3P,100Ka | - | 1071-O2-EL-PO-013-6503-A0-0-07 | OPEN PACKING LIST | Jaboun Co. | 5 | PCS | 5 | [55 empty] | 0
4124 | Spare | 2 Years Spare Part List |  | LV Switchgear | 2 Years Spare Part List | MCCB 160A,3P,100Ka | - | 1071-O2-EL-PO-013-6503-A0-0-07 | OPEN PACKING LIST | Jaboun Co. | 1 | PCS | 1 | [55 empty] | 0
4125 | Spare | 2 Years Spare Part List |  | LV Switchgear | 2 Years Spare Part List | MCCB 250A,3P,100Ka | - | 1071-O2-EL-PO-013-6503-A0-0-07 | OPEN PACKING LIST | Jaboun Co. | 1 | PCS | 1 | [55 empty] | 0
4126 | Spare | 2 Years Spare Part List |  | LV Switchgear | 2 Years Spare Part List | MPCB GV2L16 14A | - | 1071-O2-EL-PO-013-6503-A0-0-07 | OPEN PACKING LIST | Jaboun Co. | 1 | PCS | 1 | [55 empty] | 0
4127 | Spare | 2 Years Spare Part List |  | LV Switchgear | 2 Years Spare Part List | MPCB GV2L14 10A | - | 1071-O2-EL-PO-013-6503-A0-0-07 | OPEN PACKING LIST | Jaboun Co. | 1 | PCS | 1 | [55 empty] | 0
4128 | Spare | 2 Years Spare Part List |  | LV Switchgear | 2 Years Spare Part List | MPCB GV2L08 4A | - | 1071-O2-EL-PO-013-6503-A0-0-07 | OPEN PACKING LIST | Jaboun Co. | 1 | PCS | 1 | [55 empty] | 0
4129 | Spare | 2 Years Spare Part List |  | LV Switchgear | 2 Years Spare Part List | MPCB GV2L05 1A | - | 1071-O2-EL-PO-013-6503-A0-0-07 | OPEN PACKING LIST | Jaboun Co. | 1 | PCS | 1 | [55 empty] | 0
4130 | Spare | 2 Years Spare Part List |  | LV Switchgear | 2 Years Spare Part List | Contactor Lc1-D09 4Kw,9A | - | 1071-O2-EL-PO-013-6503-A0-0-07 | OPEN PACKING LIST | Jaboun Co. | 2 | PCS | 2 | [55 empty] | 0
4131 | Spare | 2 Years Spare Part List |  | LV Switchgear | 2 Years Spare Part List | Contactor Lc1-D80 37Kw,80A | - | 1071-O2-EL-PO-013-6503-A0-0-07 | OPEN PACKING LIST | Jaboun Co. | 1 | PCS | 1 | [55 empty] | 0
4132 | Spare | 2 Years Spare Part List |  | LV Switchgear | 2 Years Spare Part List | Contactor Lc1-D115 55Kw,115A | - | 1071-O2-EL-PO-013-6503-A0-0-07 | OPEN PACKING LIST | Jaboun Co. | 1 | PCS | 1 | [55 empty] | 0
4133 | Spare | 2 Years Spare Part List |  | LV Switchgear | 2 Years Spare Part List | Contactor Lc1-D150 75Kw,150A | - | 1071-O2-EL-PO-013-6503-A0-0-07 | OPEN PACKING LIST | Jaboun Co. | 1 | PCS | 1 | [55 empty] | 0
4134 | Spare | 2 Years Spare Part List |  | LV Switchgear | 2 Years Spare Part List | Contactor Lc1-F185 90Kw,185A | - | 1071-O2-EL-PO-013-6503-A0-0-07 | OPEN PACKING LIST | Jaboun Co. | 1 | PCS | 1 | [55 empty] | 0
4135 | Spare | 2 Years Spare Part List |  | LV Switchgear | 2 Years Spare Part List | Contactor Lc1-F225 110Kw,220A | - | 1071-O2-EL-PO-013-6503-A0-0-07 | OPEN PACKING LIST | Jaboun Co. | 1 | PCS | 1 | [55 empty] | 0
4136 | Spare | 2 Years Spare Part List |  | LV Switchgear | 2 Years Spare Part List | Contactor Coil 09/25/40/80A | - | 1071-O2-EL-PO-013-6503-A0-0-07 | OPEN PACKING LIST | Jaboun Co. | 1 | PCS | 1 | [55 empty] | 0
4137 | Spare | 2 Years Spare Part List |  | LV Switchgear | 2 Years Spare Part List | Contactor Lc1-D25 11Kw,25A | - | 1071-O2-EL-PO-013-6503-A0-0-07 | OPEN PACKING LIST | Jaboun Co. | 1 | PCS | 1 | [55 empty] | 0
4138 | Spare | 2 Years Spare Part List |  | LV Switchgear | 2 Years Spare Part List | Contactor Coil 115/150/185/225 | - | 1071-O2-EL-PO-013-6503-A0-0-07 | OPEN PACKING LIST | Jaboun Co. | 1 | PCS | 1 | [55 empty] | 0
4139 | Spare | 2 Years Spare Part List |  | LV Switchgear | 2 Years Spare Part List | Thermal Over Load-3357 37…50A | - | 1071-O2-EL-PO-013-6503-A0-0-07 | OPEN PACKING LIST | Jaboun Co. | 3 | PCS | 3 | [55 empty] | 0
4140 | Spare | 2 Years Spare Part List |  | LV Switchgear | 2 Years Spare Part List | Thermal Over Load-3555 30..40A | - | 1071-O2-EL-PO-013-6503-A0-0-07 | OPEN PACKING LIST | Jaboun Co. | 1 | PCS | 1 | [55 empty] | 0
4141 | Spare | 2 Years Spare Part List |  | LV Switchgear | 2 Years Spare Part List | Thermal Over Load-1521 12…18A | - | 1071-O2-EL-PO-013-6503-A0-0-07 | OPEN PACKING LIST | Jaboun Co. | 2 | PCS | 2 | [55 empty] | 0
4142 | Spare | 2 Years Spare Part List |  | LV Switchgear | 2 Years Spare Part List | Thermal Over Load-16L 9…13A | - | 1071-O2-EL-PO-013-6503-A0-0-07 | OPEN PACKING LIST | Jaboun Co. | 1 | PCS | 1 | [55 empty] | 0
4143 | Spare | 2 Years Spare Part List |  | LV Switchgear | 2 Years Spare Part List | Thermal Over Load-14L 7…10A | - | 1071-O2-EL-PO-013-6503-A0-0-07 | OPEN PACKING LIST | Jaboun Co. | 1 | PCS | 1 | [55 empty] | 0
4144 | Spare | 2 Years Spare Part List |  | LV Switchgear | 2 Years Spare Part List | Thermal Over Load-12L 5.5…8A | - | 1071-O2-EL-PO-013-6503-A0-0-07 | OPEN PACKING LIST | Jaboun Co. | 1 | PCS | 1 | [55 empty] | 0
4145 | Spare | 2 Years Spare Part List |  | LV Switchgear | 2 Years Spare Part List | Thermal Over Load-10L 4…6A | - | 1071-O2-EL-PO-013-6503-A0-0-07 | OPEN PACKING LIST | Jaboun Co. | 2 | PCS | 2 | [55 empty] | 0
4146 | Spare | 2 Years Spare Part List |  | LV Switchgear | 2 Years Spare Part List | Thermal Over Load-08L 2.5…4A | - | 1071-O2-EL-PO-013-6503-A0-0-07 | OPEN PACKING LIST | Jaboun Co. | 3 | PCS | 3 | [55 empty] | 0
4147 | Spare | 2 Years Spare Part List |  | LV Switchgear | 2 Years Spare Part List | Thermal Over Load-06L 1…1.7A | - | 1071-O2-EL-PO-013-6503-A0-0-07 | OPEN PACKING LIST | Jaboun Co. | 1 | PCS | 1 | [55 empty] | 0
4148 | Spare | 2 Years Spare Part List |  | LV Switchgear | 2 Years Spare Part List | Thermal Over Load-05L 0.63…1A | - | 1071-O2-EL-PO-013-6503-A0-0-07 | OPEN PACKING LIST | Jaboun Co. | 1 | PCS | 1 | [55 empty] | 0
4149 | Spare | 2 Years Spare Part List |  | LV Switchgear | 2 Years Spare Part List | Current Transformer 40A/1,CL1,5~12.5VA | - | 1071-O2-EL-PO-013-6503-A0-0-07 | OPEN PACKING LIST | Jaboun Co. | 1 | PCS | 1 | [55 empty] | 0
4150 | Spare | 2 Years Spare Part List |  | LV Switchgear | 2 Years Spare Part List | Current Transformer 100A/1,CL1,5~12.5VA | - | 1071-O2-EL-PO-013-6503-A0-0-07 | OPEN PACKING LIST | Jaboun Co. | 1 | PCS | 1 | [55 empty] | 0
4151 | Spare | 2 Years Spare Part List |  | LV Switchgear | 2 Years Spare Part List | Current Transformer 125A/5,CL1,2.5VA | - | 1071-O2-EL-PO-013-6503-A0-0-07 | OPEN PACKING LIST | Jaboun Co. | 1 | PCS | 1 | [55 empty] | 0
4152 | Spare | 2 Years Spare Part List |  | LV Switchgear | 2 Years Spare Part List | Current Transformer 150A/5,CL1,2.5VA | - | 1071-O2-EL-PO-013-6503-A0-0-07 | OPEN PACKING LIST | Jaboun Co. | 1 | PCS | 1 | [55 empty] | 0
4153 | Spare | 2 Years Spare Part List |  | LV Switchgear | 2 Years Spare Part List | Current Transformer 150A/1,CL1,5~12.5VA | - | 1071-O2-EL-PO-013-6503-A0-0-07 | OPEN PACKING LIST | Jaboun Co. | 1 | PCS | 1 | [55 empty] | 0
4154 | Spare | 2 Years Spare Part List |  | LV Switchgear | 2 Years Spare Part List | Current Transformer 200A/5,CL1,2.5VA | - | 1071-O2-EL-PO-013-6503-A0-0-07 | OPEN PACKING LIST | Jaboun Co. | 1 | PCS | 1 | [55 empty] | 0
4155 | Spare | 2 Years Spare Part List |  | LV Switchgear | 2 Years Spare Part List | Current Transformer 250A/5,CL1,2.5VA | - | 1071-O2-EL-PO-013-6503-A0-0-07 | OPEN PACKING LIST | Jaboun Co. | 1 | PCS | 1 | [55 empty] | 0
4156 | Spare | 2 Years Spare Part List |  | LV Switchgear | 2 Years Spare Part List | Current Transformer 800A/5,CL1,5VA | - | 1071-O2-EL-PO-013-6503-A0-0-07 | OPEN PACKING LIST | Jaboun Co. | 1 | PCS | 1 | [55 empty] | 0
4157 | Spare | 2 Years Spare Part List |  | LV Switchgear | 2 Years Spare Part List | Current Transformer 1000A/5,CL1,5VA | - | 1071-O2-EL-PO-013-6503-A0-0-07 | OPEN PACKING LIST | Jaboun Co. | 1 | PCS | 1 | [55 empty] | 0
4158 | Spare | 2 Years Spare Part List |  | LV Switchgear | 2 Years Spare Part List | Current Transformer 3000A/5,CL1,5VA | - | 1071-O2-EL-PO-013-6503-A0-0-07 | OPEN PACKING LIST | Jaboun Co. | 1 | PCS | 1 | [55 empty] | 0
4159 | Spare | 2 Years Spare Part List |  | LV Switchgear | 2 Years Spare Part List | Current Transformer 3000A/1,CLsp20,10VA | - | 1071-O2-EL-PO-013-6503-A0-0-07 | OPEN PACKING LIST | Jaboun Co. | 1 | PCS | 1 | [55 empty] | 0
4160 | Spare | 2 Years Spare Part List |  | LV Switchgear | 2 Years Spare Part List | Fuse 6A Gg(10*38) | - | 1071-O2-EL-PO-013-6503-A0-0-07 | OPEN PACKING LIST | Jaboun Co. | 20 | PCS | 20 | [55 empty] | 0
4161 | Spare | 2 Years Spare Part List |  | LV Switchgear | 2 Years Spare Part List | Fuse Base-Efd10-2P(10*38) | - | 1071-O2-EL-PO-013-6503-A0-0-07 | OPEN PACKING LIST | Jaboun Co. | 10 | PCS | 10 | [55 empty] | 0
4162 | Spare | 2 Years Spare Part List |  | LV Switchgear | 2 Years Spare Part List | Fuse 2A Gg(10*38) | - | 1071-O2-EL-PO-013-6503-A0-0-07 | OPEN PACKING LIST | Jaboun Co. | 36 | PCS | 36 | [55 empty] | 0
4163 | Spare | 2 Years Spare Part List |  | LV Switchgear | 2 Years Spare Part List | Fuse Base-Efd10-3P(10*38) | - | 1071-O2-EL-PO-013-6503-A0-0-07 | OPEN PACKING LIST | Jaboun Co. | 12 | PCS | 12 | [55 empty] | 0
4164 | Spare | 2 Years Spare Part List |  | LV Switchgear | 2 Years Spare Part List | Voltage Transformer 20Va,400√3/110√3,Cl1+3P | - | 1071-O2-EL-PO-013-6503-A0-0-07 | OPEN PACKING LIST | Jaboun Co. | 1 | PCS | 1 | [55 empty] | 0
4165 | Spare | 2 Years Spare Part List |  | LV Switchgear | 2 Years Spare Part List | Ammeter,(0-40)/5,Cl1.5,6Ln,Da.90▫ C,Size:72*72 With Red Line Index | - | 1071-O2-EL-PO-013-6503-A0-0-07 | OPEN PACKING LIST | Jaboun Co. | 1 | PCS | 1 | [55 empty] | 0
4166 | Spare | 2 Years Spare Part List |  | LV Switchgear | 2 Years Spare Part List | Ammeter,(0-75)/5,Cl1.5,6Ln,Da.90▫ C,Size:72*72 With Red Line Index | - | 1071-O2-EL-PO-013-6503-A0-0-07 | OPEN PACKING LIST | Jaboun Co. | 1 | PCS | 1 | [55 empty] | 0
4167 | Spare | 2 Years Spare Part List |  | LV Switchgear | 2 Years Spare Part List | Ammeter,(0-100)/5,Cl1.5,6Ln,Da.90▫ C,Size:72*72 With Red Line Index | - | 1071-O2-EL-PO-013-6503-A0-0-07 | OPEN PACKING LIST | Jaboun Co. | 1 | PCS | 1 | [55 empty] | 0
4168 | Spare | 2 Years Spare Part List |  | LV Switchgear | 2 Years Spare Part List | Ammeter,(0-150)/5,Cl1.5,2Ln,Da.90▫ C,Size:72*72 | - | 1071-O2-EL-PO-013-6503-A0-0-07 | OPEN PACKING LIST | Jaboun Co. | 1 | PCS | 1 | [55 empty] | 0
4169 | Spare | 2 Years Spare Part List |  | LV Switchgear | 2 Years Spare Part List | Ammeter,(0-150)/5,Cl1.5,6Ln,Da.90▫ C,Size:72*72 With Red Line Index | - | 1071-O2-EL-PO-013-6503-A0-0-07 | OPEN PACKING LIST | Jaboun Co. | 1 | PCS | 1 | [55 empty] | 0
4170 | Spare | 2 Years Spare Part List |  | LV Switchgear | 2 Years Spare Part List | Ammeter,(0-250)/5,Cl1.5,6Ln,Da.90▫ C,Size:72*72 With Red Line Index | - | 1071-O2-EL-PO-013-6503-A0-0-07 | OPEN PACKING LIST | Jaboun Co. | 1 | PCS | 1 | [55 empty] | 0
4171 | Spare | 2 Years Spare Part List |  | LV Switchgear | 2 Years Spare Part List | Ammeter,(0-400)/5,Cl1.5,2Ln,Da.90▫ C,Size:72*72 | - | 1071-O2-EL-PO-013-6503-A0-0-07 | OPEN PACKING LIST | Jaboun Co. | 1 | PCS | 1 | [55 empty] | 0
4172 | Spare | 2 Years Spare Part List |  | LV Switchgear | 2 Years Spare Part List | Voltmeter(0-500),Cl 1.5,400√3/110√3,Da.90▫ C,Size:96*96 | - | 1071-O2-EL-PO-013-6503-A0-0-07 | OPEN PACKING LIST | Jaboun Co. | 2 | PCS | 2 | [55 empty] | 0
4173 | Spare | 2 Years Spare Part List |  | LV Switchgear | 2 Years Spare Part List | Charging Motor (Mch)ACB-110VDC | - | 1071-O2-EL-PO-013-6503-A0-0-07 | OPEN PACKING LIST | Jaboun Co. | 1 | PCS | 1 | [55 empty] | 0
4174 | Spare | 2 Years Spare Part List |  | LV Switchgear | 2 Years Spare Part List | Shunt Trip (Mx) ACB_110VDC | - | 1071-O2-EL-PO-013-6503-A0-0-07 | OPEN PACKING LIST | Jaboun Co. | 1 | PCS | 1 | [55 empty] | 0
4175 | Spare | 2 Years Spare Part List |  | LV Switchgear | 2 Years Spare Part List | Shunt Close (Xf) ACB_110VDC | - | 1071-O2-EL-PO-013-6503-A0-0-07 | OPEN PACKING LIST | Jaboun Co. | 1 | PCS | 1 | [55 empty] | 0
4176 | Spare | 2 Years Spare Part List |  | LV Switchgear | 2 Years Spare Part List | Charging Motor (Mch)ACB-230 VAC | - | 1071-O2-EL-PO-013-6503-A0-0-07 | OPEN PACKING LIST | Jaboun Co. | 1 | PCS | 1 | [55 empty] | 0
4177 | Spare | 2 Years Spare Part List |  | LV Switchgear | 2 Years Spare Part List | Shunt Trip (Mx) ACB_230VAC | - | 1071-O2-EL-PO-013-6503-A0-0-07 | OPEN PACKING LIST | Jaboun Co. | 1 | PCS | 1 | [55 empty] | 0
4178 | Spare | 2 Years Spare Part List |  | LV Switchgear | 2 Years Spare Part List | Shunt Close (Xf) ACB_230 VAC | - | 1071-O2-EL-PO-013-6503-A0-0-07 | OPEN PACKING LIST | Jaboun Co. | 1 | PCS | 1 | [55 empty] | 0
4179 | Spare | 2 Years Spare Part List |  | LV Switchgear | 2 Years Spare Part List | Current Test Block | - | 1071-O2-EL-PO-013-6503-A0-0-07 | OPEN PACKING LIST | Jaboun Co. | 1 | PCS | 1 | [55 empty] | 0
4180 | Spare | 2 Years Spare Part List |  | LV Switchgear | 2 Years Spare Part List | Voltage Test Block | - | 1071-O2-EL-PO-013-6503-A0-0-07 | OPEN PACKING LIST | Jaboun Co. | 1 | PCS | 1 | [55 empty] | 0
4181 | Spare | 2 Years Spare Part List |  | LV Switchgear | 2 Years Spare Part List | Shunt Mx For MCCB | - | 1071-O2-EL-PO-013-6503-A0-0-07 | OPEN PACKING LIST | Jaboun Co. | 2 | PCS | 2 | [55 empty] | 0
4182 | Spare | 2 Years Spare Part List |  | LV Switchgear | 2 Years Spare Part List | Lock Out Relay 86 | - | 1071-O2-EL-PO-013-6503-A0-0-07 | OPEN PACKING LIST | Jaboun Co. | 1 | PCS | 1 | [55 empty] | 0
4183 | Spare | 2 Years Spare Part List |  | LV Switchgear | 2 Years Spare Part List | Motor Protection Relay Tesys T-Ltmr08 | - | 1071-O2-EL-PO-013-6503-A0-0-07 | OPEN PACKING LIST | Jaboun Co. | 1 | PCS | 1 | [55 empty] | 0
4184 | Spare | 2 Years Spare Part List |  | LV Switchgear | 2 Years Spare Part List | Motor Protection Relay Tesys T-Ltmr100 | - | 1071-O2-EL-PO-013-6503-A0-0-07 | OPEN PACKING LIST | Jaboun Co. | 1 | PCS | 1 | [55 empty] | 0
4185 | Spare | 2 Years Spare Part List |  | LV Switchgear | 2 Years Spare Part List | Tesys T-Ltmcu-230 Vac | - | 1071-O2-EL-PO-013-6503-A0-0-07 | OPEN PACKING LIST | Jaboun Co. | 2 | PCS | 2 | [55 empty] | 0
4186 | Spare | 2 Years Spare Part List |  | LV Switchgear | 2 Years Spare Part List | Tesys T-Extension Voltage Module-230 Vac | - | 1071-O2-EL-PO-013-6503-A0-0-07 | OPEN PACKING LIST | Jaboun Co. | 2 | PCS | 2 | [55 empty] | 0
4187 | Spare | 2 Years Spare Part List |  | LV Switchgear | 2 Years Spare Part List | Connection Cable For Ltmcu To Control Unit 2*Rj45 1 | - | 1071-O2-EL-PO-013-6503-A0-0-07 | OPEN PACKING LIST | Jaboun Co. | 2 | PCS | 2 | [55 empty] | 0
4188 | Spare | 2 Years Spare Part List |  | LV Switchgear | 2 Years Spare Part List | Multi-Function Protection Micom P142 | - | 1071-O2-EL-PO-013-6503-A0-0-07 | OPEN PACKING LIST | Jaboun Co. | 1 | PCS | 1 | [55 empty] | 0
4189 | Spare | 2 Years Spare Part List |  | LV Switchgear | 2 Years Spare Part List | Multi-Function Protection Micom P143 | - | 1071-O2-EL-PO-013-6503-A0-0-07 | OPEN PACKING LIST | Jaboun Co. | 1 | PCS | 1 | [55 empty] | 0
4190 | Spare | 2 Years Spare Part List |  | LV Switchgear | 2 Years Spare Part List | Protection Relay Micom P111 | - | 1071-O2-EL-PO-013-6503-A0-0-07 | OPEN PACKING LIST | Jaboun Co. | 1 | PCS | 1 | [55 empty] | 0
4191 | Spare | 2 Years Spare Part List |  | LV Switchgear | 2 Years Spare Part List | Earth Leakage Relay-230Vac-Rmt1 | - | 1071-O2-EL-PO-013-6503-A0-0-07 | OPEN PACKING LIST | Jaboun Co. | 1 | PCS | 1 | [55 empty] | 0
4192 | Spare | 2 Years Spare Part List |  | LV Switchgear | 2 Years Spare Part List | Earth Leakage Relay-230Vac-Rmt2 | - | 1071-O2-EL-PO-013-6503-A0-0-07 | OPEN PACKING LIST | Jaboun Co. | 1 | PCS | 1 | [55 empty] | 0
4193 | Spare | 2 Years Spare Part List |  | LV Switchgear | 2 Years Spare Part List | Core Balance Ct/T60 | - | 1071-O2-EL-PO-013-6503-A0-0-07 | OPEN PACKING LIST | Jaboun Co. | 1 | PCS | 1 | [55 empty] | 0
4194 | Spare | 2 Years Spare Part List |  | LV Switchgear | 2 Years Spare Part List | Core Balance Ct/T80 | - | 1071-O2-EL-PO-013-6503-A0-0-07 | OPEN PACKING LIST | Jaboun Co. | 1 | PCS | 1 | [55 empty] | 0
4195 | Spare | 2 Years Spare Part List |  | LV Switchgear | 2 Years Spare Part List | Core Balance Ct/T110 | - | 1071-O2-EL-PO-013-6503-A0-0-07 | OPEN PACKING LIST | Jaboun Co. | 1 | PCS | 1 | [55 empty] | 0
4196 | Spare | 2 Years Spare Part List |  | LV Switchgear | 2 Years Spare Part List | Core Balance Ct/T210 | - | 1071-O2-EL-PO-013-6503-A0-0-07 | OPEN PACKING LIST | Jaboun Co. | 1 | PCS | 1 | [55 empty] | 0
4197 | Spare | 2 Years Spare Part List |  | LV Switchgear | 2 Years Spare Part List | Protection Relay Tesys T-Current Transformer For Ltmr200/1A Lt6Ct2001 | - | 1071-O2-EL-PO-013-6503-A0-0-07 | OPEN PACKING LIST | Jaboun Co. | 2 | PCS | 2 | [55 empty] | 0
4198 | Spare | 2 Years Spare Part List |  | LV Switchgear | 2 Years Spare Part List | Mcb 1P,4A | - | 1071-O2-EL-PO-013-6503-A0-0-07 | OPEN PACKING LIST | Jaboun Co. | 1 | PCS | 1 | [55 empty] | 0
4199 | Spare | 2 Years Spare Part List |  | LV Switchgear | 2 Years Spare Part List | Mcb2P-4A | - | 1071-O2-EL-PO-013-6503-A0-0-07 | OPEN PACKING LIST | Jaboun Co. | 1 | PCS | 1 | [55 empty] | 0
4200 | Spare | 2 Years Spare Part List |  | LV Switchgear | 2 Years Spare Part List | Mcb 2P,10A | - | 1071-O2-EL-PO-013-6503-A0-0-07 | OPEN PACKING LIST | Jaboun Co. | 4 | PCS | 4 | [55 empty] | 0
4201 | Spare | 2 Years Spare Part List |  | LV Switchgear | 2 Years Spare Part List | Rccb,2P,25A,30Ma | - | 1071-O2-EL-PO-013-6503-A0-0-07 | OPEN PACKING LIST | Jaboun Co. | 1 | PCS | 1 | [55 empty] | 0
4202 | Spare | 2 Years Spare Part List |  | LV Switchgear | 2 Years Spare Part List | Aux Relay,230Vac,4Nc/O | - | 1071-O2-EL-PO-013-6503-A0-0-07 | OPEN PACKING LIST | Jaboun Co. | 110 | PCS | 110 | [55 empty] | 0
4203 | Spare | 2 Years Spare Part List |  | LV Switchgear | 2 Years Spare Part List | Aux Relay,110Vac,4Nc/O | - | 1071-O2-EL-PO-013-6503-A0-0-07 | OPEN PACKING LIST | Jaboun Co. | 30 | PCS | 30 | [55 empty] | 0
4204 | Spare | 2 Years Spare Part List |  | LV Switchgear | 2 Years Spare Part List | Aux Relay Base | - | 1071-O2-EL-PO-013-6503-A0-0-07 | OPEN PACKING LIST | Jaboun Co. | 140 | PCS | 140 | [55 empty] | 0
4205 | Spare | 2 Years Spare Part List |  | LV Switchgear | 2 Years Spare Part List | Signal Lamp-230 Vac | - | 1071-O2-EL-PO-013-6503-A0-0-07 | OPEN PACKING LIST | Jaboun Co. | 140 | PCS | 140 | [55 empty] | 0
4206 | Spare | 2 Years Spare Part List |  | LV Switchgear | 2 Years Spare Part List | Signal Lamp-110 Vdc | - | 1071-O2-EL-PO-013-6503-A0-0-07 | OPEN PACKING LIST | Jaboun Co. | 200 | PCS | 200 | [55 empty] | 0
4207 | Spare | 2 Years Spare Part List |  | LV Switchgear | 2 Years Spare Part List | Signal Lamp-Internal Led 110 Vdc | - | 1071-O2-EL-PO-013-6503-A0-0-07 | OPEN PACKING LIST | Jaboun Co. | 200 | PCS | 200 | [55 empty] | 0
4208 | Spare | 2 Years Spare Part List |  | LV Switchgear | 2 Years Spare Part List | Lighting | - | 1071-O2-EL-PO-013-6503-A0-0-07 | OPEN PACKING LIST | Jaboun Co. | 7 | PCS | 7 | [55 empty] | 0
4209 | Spare | 2 Years Spare Part List |  | LV Switchgear | 2 Years Spare Part List | Heater 100W | - | 1071-O2-EL-PO-013-6503-A0-0-07 | OPEN PACKING LIST | Jaboun Co. | 7 | PCS | 7 | [55 empty] | 0
4210 | Spare | 2 Years Spare Part List |  | LV Switchgear | 2 Years Spare Part List | Illuminate Push Button | - | 1071-O2-EL-PO-013-6503-A0-0-07 | OPEN PACKING LIST | Jaboun Co. | 3 | PCS | 3 | [55 empty] | 0
4211 | Spare | 2 Years Spare Part List |  | LV Switchgear | 2 Years Spare Part List | Emergency Stop + Cap | - | 1071-O2-EL-PO-013-6503-A0-0-07 | OPEN PACKING LIST | Jaboun Co. | 5 | PCS | 5 | [55 empty] | 0
4212 | Spare | 2 Years Spare Part List |  | LV Switchgear | 2 Years Spare Part List | Push Button | - | 1071-O2-EL-PO-013-6503-A0-0-07 | OPEN PACKING LIST | Jaboun Co. | 40 | PCS | 40 | [55 empty] | 0
4213 | SS-40-09 | Commissioning Spare Part |  | LV Switchgear | Commissioning Spare Part | Aux Relay,230 Vac,4Nc/O | - | 1071-O2-EL-PO-013-6503-A0-0-08 | OPEN PACKING LIST | Jaboun Co. | 3 | PCS | 3 | [55 empty] | 0
4214 | SS-40-09 | Commissioning Spare Part |  | LV Switchgear | Commissioning Spare Part | Aux Relay,110 Vdc,4Nc/O | - | 1071-O2-EL-PO-013-6503-A0-0-08 | OPEN PACKING LIST | Jaboun Co. | 2 | PCS | 2 | [55 empty] | 0
4215 | SS-40-09 | Commissioning Spare Part |  | LV Switchgear | Commissioning Spare Part | Aux Relay Base | - | 1071-O2-EL-PO-013-6503-A0-0-08 | OPEN PACKING LIST | Jaboun Co. | 5 | PCS | 5 | [55 empty] | 0
4216 | SS-40-09 | Commissioning Spare Part |  | LV Switchgear | Commissioning Spare Part | Signal Lamp-230 Vac | - | 1071-O2-EL-PO-013-6503-A0-0-08 | OPEN PACKING LIST | Jaboun Co. | 3 | PCS | 3 | [55 empty] | 0
4217 | SS-40-09 | Commissioning Spare Part |  | LV Switchgear | Commissioning Spare Part | Signal Lamp-110 Vdc | - | 1071-O2-EL-PO-013-6503-A0-0-08 | OPEN PACKING LIST | Jaboun Co. | 1 | PCS | 1 | [55 empty] | 0
4218 | SS-40-09 | Commissioning Spare Part |  | LV Switchgear | Commissioning Spare Part | Signal Lamp-Internal Led 110 Vdc | - | 1071-O2-EL-PO-013-6503-A0-0-08 | OPEN PACKING LIST | Jaboun Co. | 1 | PCS | 1 | [55 empty] | 0
4219 | SS-40-09 | Commissioning Spare Part |  | LV Switchgear | Commissioning Spare Part | Terminal Block | - | 1071-O2-EL-PO-013-6503-A0-0-08 | OPEN PACKING LIST | Jaboun Co. | 5 | PCS | 5 | [55 empty] | 0
4220 | SS-40-09 | Commissioning Spare Part |  | LV Switchgear | Commissioning Spare Part | Illuminate Push Button | - | 1071-O2-EL-PO-013-6503-A0-0-08 | OPEN PACKING LIST | Jaboun Co. | 1 | PCS | 1 | [55 empty] | 0
4221 | SS-40-09 | Commissioning Spare Part |  | LV Switchgear | Commissioning Spare Part | Push Button | - | 1071-O2-EL-PO-013-6503-A0-0-08 | OPEN PACKING LIST | Jaboun Co. | 2 | PCS | 2 | [55 empty] | 0
4222 | SS-40-09 | Special Tools |  | Panel | Special Tools | Transfer Trolley | - | 1071-O2-EL-PO-013-6503-A0-0-09 | OPEN PACKING LIST | Jaboun Co. | 1 | PCS | 0 |  | ODCC-EL-IGC-0228 | IGC | 2022-01-23 | 1 | 1 | [49 empty] | 1
4223 | SS-40-09 | Special Tools |  | Panel | Special Tools | Current Test Plug | - | 1071-O2-EL-PO-013-6503-A0-0-09 | OPEN PACKING LIST | Jaboun Co. | 1 | PCS | 0 |  | ODCC-EL-IGC-0228 | IGC | 2022-01-23 | 1 | 1 | [49 empty] | 1
4224 | SS-40-09 | Special Tools |  | Panel | Special Tools | Voltage Test Plug | - | 1071-O2-EL-PO-013-6503-A0-0-09 | OPEN PACKING LIST | Jaboun Co. | 1 | PCS | 0 |  | ODCC-EL-IGC-0228 | IGC | 2022-01-23 | 1 | 1 | [49 empty] | 1
4225 | SS-40-09 | Special Tools |  | Panel | Special Tools | Kit Of Software For Programing And Setting Of The Relays &Cable | - | 1071-O2-EL-PO-013-6503-A0-0-09 | OPEN PACKING LIST | Jaboun Co. | 1 | PCS | 0 |  | ODCC-EL-IGC-0216 | IGC | 2022-01-15 | 1 | 1 | [49 empty] | 1
4226 | 51 | U51-NLP-01 |  | Panel | Normal Lighting Panel | Normal Lighting Panel | 3PH | 1071-O2-EL-PO-023-6511-A0-0-001 | OPEN PACKING LIST | Noor Mehvar Fars | 1 | SET | 0 |  | ODCC-EL-IGC-0141 | IGC | 2021-08-25 | 1 | 1 | [49 empty] | 1
4227 | 51 | U51-NLP-02 |  | Panel | Normal Lighting Panel | Normal Lighting Panel | 3PH | 1071-O2-EL-PO-023-6511-A0-0-001 | OPEN PACKING LIST | Noor Mehvar Fars | 1 | SET | 0 |  | ODCC-EL-IGC-0141 | IGC | 2021-08-25 | 1 | 1 | [49 empty] | 1
4228 | 51 | U51-ELP-01 |  | Panel | Emergency Lighting Panel | Emergency Lighting Panel | 3PH | 1071-O2-EL-PO-023-6511-A0-0-001 | OPEN PACKING LIST | Noor Mehvar Fars | 1 | SET | 0 |  | ODCC-EL-IGC-0141 | IGC | 2021-08-25 | 1 | 1 | [49 empty] | 1
4229 | 51 | U51-NDP-01 |  | Panel | Normal Distribution Panel | Normal Distribution Panel | 3PH | 1071-O2-EL-PO-023-6511-A0-0-001 | OPEN PACKING LIST | Noor Mehvar Fars | 1 | SET | 0 |  | ODCC-EL-IGC-0141 | IGC | 2021-08-25 | 1 | 1 | [49 empty] | 1
4230 | 51 | U51-NDP-02 |  | Panel | Normal Distribution Panel | Normal Distribution Panel | 3PH | 1071-O2-EL-PO-023-6511-A0-0-001 | OPEN PACKING LIST | Noor Mehvar Fars | 1 | SET | 0 |  | ODCC-EL-IGC-0141 | IGC | 2021-08-25 | 1 | 1 | [49 empty] | 1
4231 | 51 | U51-NLP-01 |  | Panel | Normal Lighting Panel | Flame Proof Flourscent Lighting Fixture For U51-Nlp-01 Panel | - | 1071-O2-EL-PO-023-6511-A0-0-001 | OPEN PACKING LIST | Noor Mehvar Fars | 1 | SET | 0 |  | ODCC-EL-IGC-0141 | IGC | 2021-08-25 | 1 | 1 | [49 empty] | 1
4232 | 51 | U51-NLP-02 |  | Panel | Normal Lighting Panel | Flame Proof Flourscent Lighting Fixture For U51-Nlp-02 Panel | - | 1071-O2-EL-PO-023-6511-A0-0-001 | OPEN PACKING LIST | Noor Mehvar Fars | 1 | SET | 0 |  | ODCC-EL-IGC-0141 | IGC | 2021-08-25 | 1 | 1 | [49 empty] | 1
4233 | 51 | U51-ELP-01 |  | Panel | Emergency Lighting Panel | Flame Proof Flourscent Lighting Fixture For U51-ELP-01 Panel | - | 1071-O2-EL-PO-023-6511-A0-0-001 | OPEN PACKING LIST | Noor Mehvar Fars | 2 | SET | 1 |  | ODCC-EL-IGC-0141 | IGC | 2021-08-25 | 1 | 1 | [49 empty] | 1
4234 | 51 | U51-NDP-01 |  | Panel | Normal Distribution Panel | Flame Proof Flourscent Lighting Fixture For U51-NDP-01 Panel | - | 1071-O2-EL-PO-023-6511-A0-0-001 | OPEN PACKING LIST | Noor Mehvar Fars | 1 | SET | 0 |  | ODCC-EL-IGC-0141 | IGC | 2021-08-25 | 1 | 1 | [49 empty] | 1
4235 | 51 | U51-NDP-02 |  | Panel | Normal Distribution Panel | Flame Proof Flourscent Lighting Fixture For U51-Ndp-02 Panel | - | 1071-O2-EL-PO-023-6511-A0-0-001 | OPEN PACKING LIST | Noor Mehvar Fars | 1 | SET | 0 |  | ODCC-EL-IGC-0141 | IGC | 2021-08-25 | 1 | 1 | [49 empty] | 1
4236 | 35 | ELLD02L13AAA6FN2T3 | Pole Mounted | Lighting System | FIXTURE | SEMC Ex Fluorescent Lighting Fixture Type FLB - 240 / Pole Mounted | 2*36W | 1071-O2-EL-PO-028-6518-A0-0-006-Rev.01 | OPEN PACKING LIST | Mashin Sazi Shomal | 4 | PCS | 0 |  | ODCC-EL-ARP-0074 | Abad Rahan | 2021-09-19 | 4 | 4 | manual | [48 empty] | 4
4237 | 35 | ELLD02L13AAA6FN2T3 |  | Lighting System | Lamp | Fluorescent Lamp 36W | 36W | 1071-O2-EL-PO-028-6518-A0-0-006-Rev.01 | OPEN PACKING LIST | Mashin Sazi Shomal | 8 | PCS | 0 |  | ODCC-EL-ARP-0074 | Abad Rahan | 2021-09-19 | 8 | 8 | manual | [48 empty] | 8
4238 | 35 | ELLD02K13AAA6FN3T3 |  | Lighting System | Lamp | Fluorescent Lamp 18W | 18W | 1071-O2-EL-PO-028-6518-A0-0-006-Rev.01 | OPEN PACKING LIST | Mashin Sazi Shomal | 58 | PCS | 58 | [55 empty] | 0
4239 | 35 | ELLD02L05AAA6FN2T3 |  | Lighting System | FIXTURE | SEMC Ex Fluorescent Lighting Fixture Type FLB - 240 / Ceiling Mounting Through Wiring | 2*36W | 1071-O2-EL-PO-028-6518-A0-0-006-Rev.01 | OPEN PACKING LIST | Mashin Sazi Shomal | 49 | PCS | 3 |  | ODCC-EL-ARP-0074 | Abad Rahan | 2021-09-19 | 46 | 46 | manual | [48 empty] | 46
4240 | 35 | ELLD02L05AAA6FN2T3 |  | Lighting System | Lamp | Fluorescent Lamp 36W | 36W | 1071-O2-EL-PO-028-6518-A0-0-006-Rev.01 | OPEN PACKING LIST | Mashin Sazi Shomal | 98 | PCS | 6 |  | ODCC-EL-ARP-0074 | Abad Rahan | 2021-09-19 | 92 | 92 | manual | [48 empty] | 92
4241 | 42 | ELLD02L05AAA6FN2T3 |  | Lighting System | FIXTURE | SEMC Ex Fluorescent Lighting Fixture Type FLB - 240 / Ceiling Mounting Through Wiring | 2*36W | 1071-O2-EL-PO-028-6518-A0-0-006-Rev.01 | OPEN PACKING LIST | Mashin Sazi Shomal | 27 | PCS | 27 | [55 empty] | 0
4242 | 42 | ELLD02L05AAA6FN2T3 |  | Lighting System | Lamp | Fluorescent Lamp 36W | 36W | 1071-O2-EL-PO-028-6518-A0-0-006-Rev.01 | OPEN PACKING LIST | Mashin Sazi Shomal | 54 | PCS | 54 | [55 empty] | 0
4243 | 42 | ELLJ02L05AAA6FN2T3 | Battery Back up | Lighting System | FIXTURE | Ex Emergency Fluorescent Lighting Fixture,FLB - 240 NIB ,With Battery Back up/Ceiling Mounted | 2*36W | 1071-O2-EL-PO-028-6518-A0-0-006-Rev.01 | OPEN PACKING LIST | Mashin Sazi Shomal | 3 | PCS | 3 | [55 empty] | 0
4244 | 42 | ELLJ02L05AAA6FN2T3 |  | Lighting System | Lamp | Fluorescent Lamp 36W | 36W | 1071-O2-EL-PO-028-6518-A0-0-006-Rev.01 | OPEN PACKING LIST | Mashin Sazi Shomal | 6 | PCS | 6 | [55 empty] | 0
4245 | 43 | ELLD02L05AAA6FN2T3 |  | Lighting System | FIXTURE | SEMC Ex Fluorescent Lighting Fixture Type FLB - 240 / Ceiling Mounting Through Wiring | 2*36W | 1071-O2-EL-PO-028-6518-A0-0-006-Rev.01 | OPEN PACKING LIST | Mashin Sazi Shomal | 10 | PCS | 10 | [55 empty] | 0
4246 | 43 | ELLD02L06AAA6FN2T3 |  | Lighting System | FIXTURE | SEMC Ex Fluorescent Lighting Fixture Type FLB - 240 / Wall Mounting Through Wiring | 2*36W | 1071-O2-EL-PO-028-6518-A0-0-006-Rev.01 | OPEN PACKING LIST | Mashin Sazi Shomal | 1 | PCS | 1 | [55 empty] | 0
4247 | 43 | ELLD02L05AAA6FN2T3 |  | Lighting System | Lamp | Fluorescent Lamp 36W | 36W | 1071-O2-EL-PO-028-6518-A0-0-006-Rev.01 | OPEN PACKING LIST | Mashin Sazi Shomal | 20 | PCS | 20 | [55 empty] | 0
4248 | 43 | ELLD02L06AAA6FN2T3 |  | Lighting System | Lamp | Fluorescent Lamp 36W | 36W | 1071-O2-EL-PO-028-6518-A0-0-006-Rev.01 | OPEN PACKING LIST | Mashin Sazi Shomal | 2 | PCS | 2 | [55 empty] | 0
4249 | 43 | ELLD02K13AAA6FN2T3 | Pole Mounted | Lighting System | FIXTURE | SEMC Ex Fluorescent Lighting Fixture Type FLB - 220 / Pole Mounted | 2*18W | 1071-O2-EL-PO-028-6518-A0-0-006-Rev.01 | OPEN PACKING LIST | Mashin Sazi Shomal | 26 | PCS | 26 | [55 empty] | 0
4250 | 43 | ELLD02L13AAA6FN2T3 | Pole Mounted | Lighting System | FIXTURE | SEMC Ex Fluorescent Lighting Fixture Type FLB - 240 / Pole Mounted | 2*36W | 1071-O2-EL-PO-028-6518-A0-0-006-Rev.01 | OPEN PACKING LIST | Mashin Sazi Shomal | 2 | PCS | 2 | [55 empty] | 0
4251 | 43 | ELLD02K13AAA6FN2T3 |  | Lighting System | Lamp | Fluorescent Lamp 18W | 18W | 1071-O2-EL-PO-028-6518-A0-0-006-Rev.01 | OPEN PACKING LIST | Mashin Sazi Shomal | 52 | PCS | 52 | [55 empty] | 0
4252 | 43 | ELLD02L13AAA6FN2T3 |  | Lighting System | Lamp | Fluorescent Lamp 36W | 36W | 1071-O2-EL-PO-028-6518-A0-0-006-Rev.01 | OPEN PACKING LIST | Mashin Sazi Shomal | 4 | PCS | 4 | [55 empty] | 0
4253 | 43 | ELLJ02L05AAA6FN2T3 | Battery Back up | Lighting System | FIXTURE | Ex Emergency Fluorescent Lighting Fixture,FLB - 240 NIB ,With Battery Back up/Ceiling Mounted | 2*36W | 1071-O2-EL-PO-028-6518-A0-0-006-Rev.01 | OPEN PACKING LIST | Mashin Sazi Shomal | 3 | PCS | 3 | [55 empty] | 0
4254 | 43 | ELLJ02L05AAA6FN2T3 |  | Lighting System | Lamp | Fluorescent Lamp 36W | 36W | 1071-O2-EL-PO-028-6518-A0-0-006-Rev.01 | OPEN PACKING LIST | Mashin Sazi Shomal | 6 | PCS | 6 | [55 empty] | 0
4255 | 55 | ELLD02L05AAA6FN2T3 |  | Lighting System | FIXTURE | SEMC Ex Fluorescent Lighting Fixture Type FLB - 240 / Ceiling Mounting Through Wiring | 2*36W | 1071-O2-EL-PO-028-6518-A0-0-006-Rev.01 | OPEN PACKING LIST | Mashin Sazi Shomal | 46 | PCS | 46 | [55 empty] | 0
4256 | 55 | ELLD02L05AAA6FN2T3 |  | Lighting System | Lamp | Fluorescent Lamp 36W | 36W | 1071-O2-EL-PO-028-6518-A0-0-006-Rev.01 | OPEN PACKING LIST | Mashin Sazi Shomal | 92 | PCS | 92 | [55 empty] | 0
4257 | 55 | ELLD02L13AAA6FN2T3 | Pole Mounted | Lighting System | FIXTURE | SEMC Ex Fluorescent Lighting Fixture Type FLB - 240 / Pole Mounted | 2*36W | 1071-O2-EL-PO-028-6518-A0-0-006-Rev.01 | OPEN PACKING LIST | Mashin Sazi Shomal | 18 | PCS | 18 | [55 empty] | 0
4258 | 55 | ELLD02L13AAA6FN2T3 |  | Lighting System | Lamp | Fluorescent Lamp 36W | 36W | 1071-O2-EL-PO-028-6518-A0-0-006-Rev.01 | OPEN PACKING LIST | Mashin Sazi Shomal | 36 | PCS | 36 | [55 empty] | 0
4259 | 55 | ELLJ02L05AAA6FN2T3 | Battery Back up | Lighting System | FIXTURE | Ex Emergency Fluorescent Lighting Fixture,FLB - 240 NIB ,With Battery Back up/Ceiling Mounted | 2*36W | 1071-O2-EL-PO-028-6518-A0-0-006-Rev.01 | OPEN PACKING LIST | Mashin Sazi Shomal | 19 | PCS | 19 | [55 empty] | 0
4260 | 55 | ELLJ02L05AAA6FN2T3 |  | Lighting System | Lamp | Fluorescent Lamp 36W | 36W | 1071-O2-EL-PO-028-6518-A0-0-006-Rev.01 | OPEN PACKING LIST | Mashin Sazi Shomal | 38 | PCS | 38 | [55 empty] | 0
4261 | 75 | ELLD02L05AAA6FN2T3 |  | Lighting System | FIXTURE | SEMC Ex Emergency Fluorescent Lighting Fixture Type FLB - 240 NIB/ Ceiling Mounted | 2*36W | 1071-O2-EL-PO-028-6518-A0-0-006-Rev.01 | OPEN PACKING LIST | Mashin Sazi Shomal | 8 | PCS | 8 | [55 empty] | 0
4262 | 75 | ELLD02L05AAA6FN2T3 |  | Lighting System | Lamp | Fluorescent Lamp 36W | 36W | 1071-O2-EL-PO-028-6518-A0-0-006-Rev.01 | OPEN PACKING LIST | Mashin Sazi Shomal | 16 | PCS | 16 | [55 empty] | 0
4263 | 75 | ELLD02L13AAA6FN2T3 | Pole Mounted | Lighting System | FIXTURE | SEMC Ex Fluorescent Lighting Fixture Type FLB - 240 / Pole Mounted | 2*36W | 1071-O2-EL-PO-028-6518-A0-0-006-Rev.01 | OPEN PACKING LIST | Mashin Sazi Shomal | 23 | PCS | 23 | [55 empty] | 0
4264 | 75 | ELLD02L13AAA6FN2T3 |  | Lighting System | Lamp | Fluorescent Lamp 36W | 36W | 1071-O2-EL-PO-028-6518-A0-0-006-Rev.01 | OPEN PACKING LIST | Mashin Sazi Shomal | 46 | PCS | 46 | [55 empty] | 0
4265 | 51 | ELLD02L05AAA6FN2T3 |  | Lighting System | FIXTURE | SEMC Ex Fluorescent Lighting Fixture Type FLB - 240 / Ceiling Mounting Through Wiring | 2*36W | 1071-O2-EL-PO-028-6518-A0-0-006-Rev.01 | OPEN PACKING LIST | Mashin Sazi Shomal | 122 | PCS | 122 | [55 empty] | 0
4266 | 51 | ELLD02L05AAA6FN2T3 |  | Lighting System | Lamp | Fluorescent Lamp 36W | 36W | 1071-O2-EL-PO-028-6518-A0-0-006-Rev.01 | OPEN PACKING LIST | Mashin Sazi Shomal | 244 | PCS | 244 | [55 empty] | 0
4267 | 51 | ELLD02K13AAA6FN2T3 |  | Lighting System | Lamp | Fluorescent Lamp 18W | 18W | 1071-O2-EL-PO-028-6518-A0-0-006-Rev.01 | OPEN PACKING LIST | Mashin Sazi Shomal | 560 | PCS | 0 |  | ODCC-EL-IGC-0226 | IGC | 2022-01-22 | 560 | 560 | [49 empty] | 560
4268 | 51 | ELLD02K13AAA6FN2T3 |  | Lighting System | Lamp | Fluorescent Lamp 18W | 18W | 1071-O2-EL-PO-028-6518-A0-0-006-Rev.01 | OPEN PACKING LIST | Mashin Sazi Shomal | 240 | PCS | 100 |  | ODCC-EL-IGC-0226 | IGC | 2022-01-22 | 140 | 140 | [49 empty] | 140
4269 | 51 | EPSH044A6FN2T3 |  | Lighting System | JUNCTION BOX | SEMC TYPE Exd Junction Box EJB20 | 4WAY | 1071-O2-EL-PO-028-6518-A0-0-006-Rev.01 | OPEN PACKING LIST | Mashin Sazi Shomal | 5 | PCS | 5 | [55 empty] | 0
4270 | 51 | ELLD02K13AAA6FN2T3 | Pole Mounted | Lighting System | FIXTURE | SEMC Ex Fluorescent Lighting Fixture Type FLB - 220 / Pole Mounted | 2*18W | 1071-O2-EL-PO-028-6518-A0-0-006-Rev.01 | OPEN PACKING LIST | Mashin Sazi Shomal | 120 | PCS | 50 |  | ODCC-EL-IGC-0226 | IGC | 2022-01-22 | 70 | 70 | [49 empty] | 70
4271 | 51 | ELLD02K13AAA6FN2T3 | Pole Mounted | Lighting System | FIXTURE | SEMC Ex Fluorescent Lighting Fixture Type FLB - 220 / Pole Mounted | 2*18W | 1071-O2-EL-PO-028-6518-A0-0-006-Rev.01 | OPEN PACKING LIST | Mashin Sazi Shomal | 280 | PCS | 0 |  | ODCC-EL-IGC-0226 | IGC | 2022-01-22 | 280 | 280 | [49 empty] | 280
4272 | 51 | ELLD02L13AAA6FN2T3 | Pole Mounted | Lighting System | FIXTURE | SEMC Ex Fluorescent Lighting Fixture Type FLB - 240 / Pole Mounted | 2*36W | 1071-O2-EL-PO-028-6518-A0-0-006-Rev.01 | OPEN PACKING LIST | Mashin Sazi Shomal | 58 | PCS | 58 | [55 empty] | 0
4273 | 51 | ELLD02L13AAA6FN2T3 |  | Lighting System | Lamp | Fluorescent Lamp 36W | 36W | 1071-O2-EL-PO-028-6518-A0-0-006-Rev.01 | OPEN PACKING LIST | Mashin Sazi Shomal | 116 | PCS | 116 | [55 empty] | 0
4274 | 51 | ELLJ02L05AAA6FN2T3 | Battery Back up | Lighting System | FIXTURE | Ex Emergency Fluorescent Lighting Fixture,FLB - 240 NIB ,With Battery Back up/Ceiling Mounted | 2*36W | 1071-O2-EL-PO-028-6518-A0-0-006-Rev.01 | OPEN PACKING LIST | Mashin Sazi Shomal | 50 | PCS | 50 | [55 empty] | 0
4275 | 51 | ELLJ02L05AAA6FN2T3 |  | Lighting System | Lamp | Fluorescent Lamp 36W | 36W | 1071-O2-EL-PO-028-6518-A0-0-006-Rev.01 | OPEN PACKING LIST | Mashin Sazi Shomal | 100 | PCS | 100 | [55 empty] | 0
4276 | 20 | ELLD02L05AAA6FN2T3 |  | Lighting System | FIXTURE | SEMC Ex Fluorescent Lighting Fixture Type FLB - 240 / Ceiling Mounting Through Wiring | 2*36W | 1071-O2-EL-PO-028-6518-A0-0-006-Rev.01 | OPEN PACKING LIST | Mashin Sazi Shomal | 3 | PCS | 3 | [55 empty] | 0
4277 | 20 | ELLD02L05AAA6FN2T3 |  | Lighting System | Lamp | Fluorescent Lamp 36W | 36W | 1071-O2-EL-PO-028-6518-A0-0-006-Rev.01 | OPEN PACKING LIST | Mashin Sazi Shomal | 6 | PCS | 6 | [55 empty] | 0
4278 | CR-40-02 | ELLD02L06BAA6FN3T3 |  | Lighting System | FIXTURE | SEMC Ex Fluorescent Lighting Fixture Type FLB - 240 / Wall Mounting Through Wiring | 2*36W | 1071-O2-EL-PO-028-6518-A0-0-006-Rev.01 | OPEN PACKING LIST | Mashin Sazi Shomal | 8 | PCS | 0 |  | ODCC-EL-IGC-0170 | IGC | 2021-11-12 | 8 | 8 | [49 empty] | 8
4279 | CR-40-02 | ELLD02L06BAA6FN3T3 |  | Lighting System | Lamp | Fluorescent Lamp 36W | 36W | 1071-O2-EL-PO-028-6518-A0-0-006-Rev.01 | OPEN PACKING LIST | Mashin Sazi Shomal | 16 | PCS | 0 |  | ODCC-EL-IGC-0170 | IGC | 2021-11-12 | 16 | 16 | [49 empty] | 16
4280 | CR-40-02 | ELLJ02L06BAA6FN3T3 |  | Lighting System | FIXTURE | SEMC Ex Emergency Fluorescent Lighting Fixture Type FLB - 240 NIB | 2*36W | 1071-O2-EL-PO-028-6518-A0-0-006-Rev.01 | OPEN PACKING LIST | Mashin Sazi Shomal | 3 | PCS | 0 |  | ODCC-EL-IGC-0170 | IGC | 2021-11-12 | 3 | 3 | [49 empty] | 3
4281 | CR-40-02 | ELLJ02L06BAA6FN3T3 |  | Lighting System | Lamp | Fluorescent Lamp 36W | 36W | 1071-O2-EL-PO-028-6518-A0-0-006-Rev.01 | OPEN PACKING LIST | Mashin Sazi Shomal | 6 | PCS | 0 |  | ODCC-EL-IGC-0170 | IGC | 2021-11-12 | 6 | 6 | [49 empty] | 6
4282 | CR-40-02 | ELLE02O06BAA6FN3T3 |  | Lighting System | FIXTURE | SEMC Ex Emergency Fluorescent Lighting Fixture Type FLB - 220 NIB | 2*18W | 1071-O2-EL-PO-028-6518-A0-0-006-Rev.01 | OPEN PACKING LIST | Mashin Sazi Shomal | 1 | PCS | 1 | [55 empty] | 0
4283 | CR-40-02 | ELLE02O06BAA6FN3T3 |  | Lighting System | Lamp | Fluorescent Lamp 18W | 18W | 1071-O2-EL-PO-028-6518-A0-0-006-Rev.01 | OPEN PACKING LIST | Mashin Sazi Shomal | 2 | PCS | 2 | [55 empty] | 0
4284 | RIB-40-01 | ELLD02L06BAA6FN3T3 |  | Lighting System | FIXTURE | SEMC Ex Fluorescent Lighting Fixture Type FLB - 240 / Wall Mounting Through Wiring | 2*36W | 1071-O2-EL-PO-028-6518-A0-0-006-Rev.01 | OPEN PACKING LIST | Mashin Sazi Shomal | 4 | PCS | 0 |  | ODCC-EL-IGC-0191 | IGC | 2021-10-12 | 4 | 4 | manual | [48 empty] | 4
4285 | RIB-40-01 | ELLD02L06BAA6FN3T3 |  | Lighting System | Lamp | Fluorescent Lamp 36W | 36W | 1071-O2-EL-PO-028-6518-A0-0-006-Rev.01 | OPEN PACKING LIST | Mashin Sazi Shomal | 8 | PCS | 0 |  | ODCC-EL-IGC-0191 | IGC | 2021-10-12 | 8 | 8 | manual | [48 empty] | 8
4286 | RIB-40-01 | ELLJ02L06BAA6FN3T3 |  | Lighting System | FIXTURE | SEMC Ex Emergency Fluorescent Lighting Fixture Type FLB - 240 NIB | 2*36W | 1071-O2-EL-PO-028-6518-A0-0-006-Rev.01 | OPEN PACKING LIST | Mashin Sazi Shomal | 3 | PCS | 0 |  | ODCC-EL-IGC-0191 | IGC | 2021-10-12 | 3 | 3 | manual | [48 empty] | 3
4287 | RIB-40-01 | ELLJ02L06BAA6FN3T3 |  | Lighting System | Lamp | Fluorescent Lamp 36W | 36W | 1071-O2-EL-PO-028-6518-A0-0-006-Rev.01 | OPEN PACKING LIST | Mashin Sazi Shomal | 6 | PCS | 0 |  | ODCC-EL-IGC-0191 | IGC | 2021-10-12 | 6 | 6 | manual | [48 empty] | 6
4288 | RIB-40-01 | ELLE02O06BAA6FN3T3 |  | Lighting System | FIXTURE | SEMC Ex Emergency Fluorescent Lighting Fixture Type FLB - 220 NIB | 2*18W | 1071-O2-EL-PO-028-6518-A0-0-006-Rev.01 | OPEN PACKING LIST | Mashin Sazi Shomal | 1 | PCS | 1 | [55 empty] | 0
4289 | RIB-40-01 | ELLE02O06BAA6FN3T3 |  | Lighting System | Lamp | Fluorescent Lamp 18W | 18W | 1071-O2-EL-PO-028-6518-A0-0-006-Rev.01 | OPEN PACKING LIST | Mashin Sazi Shomal | 2 | PCS | 2 | [55 empty] | 0
4290 | RIB-40-02 | ELLD02L06BAA6FN3T3 |  | Lighting System | FIXTURE | SEMC Ex Fluorescent Lighting Fixture Type FLB - 240 / Wall Mounting Through Wiring | 2*36W | 1071-O2-EL-PO-028-6518-A0-0-006-Rev.01 | OPEN PACKING LIST | Mashin Sazi Shomal | 7 | PCS | 0 |  | ODCC-EL-IGC-0191 | IGC | 2021-10-12 | 7 | 7 | manual | [48 empty] | 7
4291 | RIB-40-02 | ELLD02L06BAA6FN3T3 |  | Lighting System | Lamp | Fluorescent Lamp 36W | 36W | 1071-O2-EL-PO-028-6518-A0-0-006-Rev.01 | OPEN PACKING LIST | Mashin Sazi Shomal | 14 | PCS | 0 |  | ODCC-EL-IGC-0191 | IGC | 2021-10-12 | 14 | 14 | manual | [48 empty] | 14
4292 | RIB-40-02 | ELLJ02L06BAA6FN3T3 |  | Lighting System | FIXTURE | SEMC Ex Emergency Fluorescent Lighting Fixture Type FLB - 240 NIB | 2*36W | 1071-O2-EL-PO-028-6518-A0-0-006-Rev.01 | OPEN PACKING LIST | Mashin Sazi Shomal | 3 | PCS | 0 |  | ODCC-EL-IGC-0191 | IGC | 2021-10-12 | 3 | 3 | manual | [48 empty] | 3
4293 | RIB-40-02 | ELLJ02L06BAA6FN3T3 |  | Lighting System | Lamp | Fluorescent Lamp 36W | 36W | 1071-O2-EL-PO-028-6518-A0-0-006-Rev.01 | OPEN PACKING LIST | Mashin Sazi Shomal | 6 | PCS | 0 |  | ODCC-EL-IGC-0191 | IGC | 2021-10-12 | 6 | 6 | manual | [48 empty] | 6
4294 | RIB-40-02 | ELLE02O06BAA6FN3T3 |  | Lighting System | FIXTURE | SEMC Ex Emergency Fluorescent Lighting Fixture Type FLB - 220 NIB | 2*18W | 1071-O2-EL-PO-028-6518-A0-0-006-Rev.01 | OPEN PACKING LIST | Mashin Sazi Shomal | 1 | PCS | 1 | [55 empty] | 0
4295 | RIB-40-02 | ELLE02O06BAA6FN3T3 |  | Lighting System | Lamp | Fluorescent Lamp 18W | 18W | 1071-O2-EL-PO-028-6518-A0-0-006-Rev.01 | OPEN PACKING LIST | Mashin Sazi Shomal | 2 | PCS | 2 | [55 empty] | 0
4296 | RIB-40-03 | ELLD02L06BAA6FN3T3 |  | Lighting System | FIXTURE | SEMC Ex Fluorescent Lighting Fixture Type FLB - 240 / Wall Mounting Through Wiring | 2*36W | 1071-O2-EL-PO-028-6518-A0-0-006-Rev.01 | OPEN PACKING LIST | Mashin Sazi Shomal | 11 | PCS | 1 |  | ODCC-EL-IGC-0191 | IGC | 2021-10-12 | 10 | 10 | manual | [48 empty] | 10
4297 | RIB-40-03 | ELLD02L06BAA6FN3T3 |  | Lighting System | Lamp | Fluorescent Lamp 36W | 36W | 1071-O2-EL-PO-028-6518-A0-0-006-Rev.01 | OPEN PACKING LIST | Mashin Sazi Shomal | 22 | PCS | 2 |  | ODCC-EL-IGC-0191 | IGC | 2021-10-12 | 20 | 20 | manual | [48 empty] | 20
4298 | RIB-40-03 | ELLJ02L06BAA6FN3T3 |  | Lighting System | FIXTURE | SEMC Ex Emergency Fluorescent Lighting Fixture Type FLB - 240 NIB | 2*36W | 1071-O2-EL-PO-028-6518-A0-0-006-Rev.01 | OPEN PACKING LIST | Mashin Sazi Shomal | 4 | PCS | 0 |  | ODCC-EL-IGC-0191 | IGC | 2021-10-12 | 4 | 4 | manual | [48 empty] | 4
4299 | RIB-40-03 | ELLJ02L06BAA6FN3T3 |  | Lighting System | Lamp | Fluorescent Lamp 36W | 36W | 1071-O2-EL-PO-028-6518-A0-0-006-Rev.01 | OPEN PACKING LIST | Mashin Sazi Shomal | 8 | PCS | 0 |  | ODCC-EL-IGC-0191 | IGC | 2021-10-12 | 8 | 8 | manual | [48 empty] | 8
4300 | RIB-40-03 | ELLE02O06BAA6FN3T3 |  | Lighting System | FIXTURE | SEMC Ex Emergency Fluorescent Lighting Fixture Type FLB - 220 NIB | 2*18W | 1071-O2-EL-PO-028-6518-A0-0-006-Rev.01 | OPEN PACKING LIST | Mashin Sazi Shomal | 1 | PCS | 1 | [55 empty] | 0
4301 | RIB-40-03 | ELLE02O06BAA6FN3T3 |  | Lighting System | Lamp | Fluorescent Lamp 18W | 18W | 1071-O2-EL-PO-028-6518-A0-0-006-Rev.01 | OPEN PACKING LIST | Mashin Sazi Shomal | 2 | PCS | 2 | [55 empty] | 0
4302 | SS-40-03 | ELLC02L05BAA6FN3T3 |  | Lighting System | FIXTURE | SEMC Ex Fluorescent Lighting Fixture Type FLB - 240 / Ceiling Mounting Through Wiring | 2*36W | 1071-O2-EL-PO-028-6518-A0-0-006-Rev.01 | OPEN PACKING LIST | Mashin Sazi Shomal | 13 | PCS | 1 |  | ODCC-EL-IGC-0191 | IGC | 2021-10-12 | 12 | 12 | manual | [48 empty] | 12
4303 | SS-40-03 | ELLC02L05BAA6FN3T3 |  | Lighting System | Lamp | Fluorescent Lamp 36W | 36W | 1071-O2-EL-PO-028-6518-A0-0-006-Rev.01 | OPEN PACKING LIST | Mashin Sazi Shomal | 26 | PCS | 2 |  | ODCC-EL-IGC-0191 | IGC | 2021-10-12 | 24 | 24 | manual | [48 empty] | 24
4304 | SS-40-03 | ELLE02L05BAA6FN3T3 |  | Lighting System | FIXTURE | Ex Emergency Fluorescent Lighting Fixture,FLB-240 NIB,battery backup/Ceiling Mounted | 2*36W | 1071-O2-EL-PO-028-6518-A0-0-006-Rev.01 | OPEN PACKING LIST | Mashin Sazi Shomal | 4 | PCS | 1 |  | ODCC-EL-IGC-0191 | IGC | 2021-10-12 | 3 | 3 | manual | [48 empty] | 3
4305 | SS-40-03 | ELLE02L05BAA6FN3T3 |  | Lighting System | Lamp | Fluorescent Lamp 36W | 36W | 1071-O2-EL-PO-028-6518-A0-0-006-Rev.01 | OPEN PACKING LIST | Mashin Sazi Shomal | 8 | PCS | 2 |  | ODCC-EL-IGC-0191 | IGC | 2021-10-12 | 6 | 6 | manual | [48 empty] | 6
4306 | SS-40-03 | ELLE02O06BAA6FN3T3 |  | Lighting System | FIXTURE | SEMC Ex Emergency Fluorescent Lighting Fixture Type FLB - 220 NIB | 2*18W | 1071-O2-EL-PO-028-6518-A0-0-006-Rev.01 | OPEN PACKING LIST | Mashin Sazi Shomal | 1 | PCS | 1 | [55 empty] | 0
4307 | SS-40-03 | ELLE02O06BAA6FN3T3 |  | Lighting System | Lamp | Fluorescent Lamp 18W | 18W | 1071-O2-EL-PO-028-6518-A0-0-006-Rev.01 | OPEN PACKING LIST | Mashin Sazi Shomal | 2 | PCS | 2 | [55 empty] | 0
4308 | SS-40-04 | ELLC02L05BAA6FN3T3 |  | Lighting System | FIXTURE | SEMC Ex Fluorescent Lighting Fixture Type FLB - 240 / Ceiling Mounting Through Wiring | 2*36W | 1071-O2-EL-PO-028-6518-A0-0-006-Rev.01 | OPEN PACKING LIST | Mashin Sazi Shomal | 7 | PCS | 7 | [55 empty] | 0
4309 | SS-40-04 | ELLC02L05BAA6FN3T3 |  | Lighting System | Lamp | Fluorescent Lamp 36W | 36W | 1071-O2-EL-PO-028-6518-A0-0-006-Rev.01 | OPEN PACKING LIST | Mashin Sazi Shomal | 14 | PCS | 14 | [55 empty] | 0
4310 | SS-40-04 | ELLE02L05BAA6FN3T3 |  | Lighting System | FIXTURE | Ex Emergency Fluorescent Lighting Fixture,FLB-240 NIB,battery backup/Ceiling Mounted | 2*36W | 1071-O2-EL-PO-028-6518-A0-0-006-Rev.01 | OPEN PACKING LIST | Mashin Sazi Shomal | 2 | PCS | 2 | [55 empty] | 0
4311 | SS-40-04 | ELLE02L05BAA6FN3T3 |  | Lighting System | Lamp | Fluorescent Lamp 36W | 36W | 1071-O2-EL-PO-028-6518-A0-0-006-Rev.01 | OPEN PACKING LIST | Mashin Sazi Shomal | 4 | PCS | 4 | [55 empty] | 0
4312 | SS-40-04 | ELLE02O06BAA6FN3T3 |  | Lighting System | FIXTURE | SEMC Ex Emergency Fluorescent Lighting Fixture Type FLB - 220 NIB | 2*18W | 1071-O2-EL-PO-028-6518-A0-0-006-Rev.01 | OPEN PACKING LIST | Mashin Sazi Shomal | 1 | PCS | 1 | [55 empty] | 0
4313 | SS-40-04 | ELLE02O06BAA6FN3T3 |  | Lighting System | Lamp | Fluorescent Lamp 18W | 18W | 1071-O2-EL-PO-028-6518-A0-0-006-Rev.01 | OPEN PACKING LIST | Mashin Sazi Shomal | 2 | PCS | 2 | [55 empty] | 0
4314 | SS-40-05 | ELLC02L05BAA6FN3T3 |  | Lighting System | FIXTURE | SEMC Ex Fluorescent Lighting Fixture Type FLB - 240 / Ceiling Mounting Through Wiring | 2*36W | 1071-O2-EL-PO-028-6518-A0-0-006-Rev.01 | OPEN PACKING LIST | Mashin Sazi Shomal | 7 | PCS | 7 | [55 empty] | 0
4315 | SS-40-05 | ELLC02L05BAA6FN3T3 |  | Lighting System | Lamp | Fluorescent Lamp 36W | 36W | 1071-O2-EL-PO-028-6518-A0-0-006-Rev.01 | OPEN PACKING LIST | Mashin Sazi Shomal | 14 | PCS | 14 | [55 empty] | 0
4316 | SS-40-05 | ELLE02L05BAA6FN3T3 |  | Lighting System | FIXTURE | Ex Emergency Fluorescent Lighting Fixture,FLB-240 NIB,battery backup/Ceiling Mounted | 2*36W | 1071-O2-EL-PO-028-6518-A0-0-006-Rev.01 | OPEN PACKING LIST | Mashin Sazi Shomal | 4 | PCS | 4 | [55 empty] | 0
4317 | SS-40-05 | ELLE02L05BAA6FN3T3 |  | Lighting System | Lamp | Fluorescent Lamp 36W | 36W | 1071-O2-EL-PO-028-6518-A0-0-006-Rev.01 | OPEN PACKING LIST | Mashin Sazi Shomal | 8 | PCS | 8 | [55 empty] | 0
4318 | SS-40-05 | ELLE02O06BAA6FN3T3 |  | Lighting System | FIXTURE | SEMC Ex Emergency Fluorescent Lighting Fixture Type FLB - 220 NIB | 2*18W | 1071-O2-EL-PO-028-6518-A0-0-006-Rev.01 | OPEN PACKING LIST | Mashin Sazi Shomal | 1 | PCS | 1 | [55 empty] | 0
4319 | SS-40-05 | ELLE02O06BAA6FN3T3 |  | Lighting System | Lamp | Fluorescent Lamp 18W | 18W | 1071-O2-EL-PO-028-6518-A0-0-006-Rev.01 | OPEN PACKING LIST | Mashin Sazi Shomal | 2 | PCS | 2 | [55 empty] | 0
4320 | SS-40-09 | ELLC02L05BAA6FN3T3 |  | Lighting System | FIXTURE | SEMC Ex Fluorescent Lighting Fixture Type FLB - 240 / Ceiling Mounting Through Wiring | 2*36W | 1071-O2-EL-PO-028-6518-A0-0-006-Rev.01 | OPEN PACKING LIST | Mashin Sazi Shomal | 7 | PCS | 1 | MRV | ODCC-EL-IGC-0171 | IGC | 2021-11-13 | 6 | 6 |  | ODCC-EL-IGC-0191 | IGC | 2021-12-11 | 6 | 6 | [37 empty] | ODCC-EL-IGC-0015 | IGC | 2021-12-12 | 6 | 6 |  | 6
4321 | SS-40-09 | ELLC02L05BAA6FN3T3 |  | Lighting System | Lamp | Fluorescent Lamp 36W | 36W | 1071-O2-EL-PO-028-6518-A0-0-006-Rev.01 | OPEN PACKING LIST | Mashin Sazi Shomal | 14 | PCS | 2 | MRV | ODCC-EL-IGC-0171 | IGC | 2021-11-13 | 12 | 12 |  | ODCC-EL-IGC-0191 | IGC | 2021-12-11 | 12 | 12 | [37 empty] | ODCC-EL-IGC-0015 | IGC | 2021-12-12 | 12 | 12 |  | 12
4322 | SS-40-09 | ELLE02L05BAA6FN3T3 |  | Lighting System | FIXTURE | Ex Emergency Fluorescent Lighting Fixture,FLB-240 NIB,battery backup/Ceiling Mounted | 2*36W | 1071-O2-EL-PO-028-6518-A0-0-006-Rev.01 | OPEN PACKING LIST | Mashin Sazi Shomal | 4 | PCS | 1 |  | ODCC-EL-IGC-0171 | IGC | 2021-11-13 | 3 | 3 | [49 empty] | 3
4323 | SS-40-09 | ELLE02L05BAA6FN3T3 |  | Lighting System | Lamp | Fluorescent Lamp 36W | 36W | 1071-O2-EL-PO-028-6518-A0-0-006-Rev.01 | OPEN PACKING LIST | Mashin Sazi Shomal | 8 | PCS | 2 |  | ODCC-EL-IGC-0171 | IGC | 2021-11-13 | 6 | 6 | [49 empty] | 6
4324 | SS-40-09 | ELLE02O06BAA6FN3T3 |  | Lighting System | FIXTURE | SEMC Ex Emergency Fluorescent Lighting Fixture Type FLB - 220 NIB | 2*18W | 1071-O2-EL-PO-028-6518-A0-0-006-Rev.01 | OPEN PACKING LIST | Mashin Sazi Shomal | 1 | PCS | 1 | [55 empty] | 0
4325 | SS-40-09 | ELLE02O06BAA6FN3T3 |  | Lighting System | Lamp | Fluorescent Lamp 18W | 18W | 1071-O2-EL-PO-028-6518-A0-0-006-Rev.01 | OPEN PACKING LIST | Mashin Sazi Shomal | 2 | PCS | 2 | [55 empty] | 0
4326 | 35 | ELLF10G12AAA6FN2T3 |  | Lighting System | Bolt | S.Steel Bolt M12 * 40 With Spring & Flat Washer & Nut M12 | M12*40 | 1071-O2-EL-PO-028-6518-A0-0-006-Rev.01 | OPEN PACKING LIST | Mashin Sazi Shomal | 3 | PCS | 0 |  | ODCC-EL-ARP-0074 | Abad Rahan | 2021-09-19 | 3 | 3 | manual | [48 empty] | 3
4327 | 75 | ELLM10F04AAA6FN2T3 |  | Lighting System | Bolt | S.Steel Bolt M12 * 40 With Spring & Flat Washer & Nut M12 | M12*40 | 1071-O2-EL-PO-028-6518-A0-0-006-Rev.01 | OPEN PACKING LIST | Mashin Sazi Shomal | 75 | PCS | 75 | [55 empty] | 0
4328 | 51 | ELLF10G12AAA6FN2T3 |  | Lighting System | Bolt | S.Steel Bolt M12 * 40 With Spring & Flat Washer & Nut M12 | M12*40 | 1071-O2-EL-PO-028-6518-A0-0-006-Rev.01 | OPEN PACKING LIST | Mashin Sazi Shomal | 33 | PCS | 33 | [55 empty] | 0
4329 | ALL UNIT | Terminal Link 25-SEMC |  | Lighting System | Terminal Link | Terminal Link Size : 25mm | 25mm | 1071-O2-EL-PO-028-6518-A0-0-006-Rev.01 | OPEN PACKING LIST | Mashin Sazi Shomal | 465 | PCS | 230 |  | ODCC-EL-ARP-0074 | Abad Rahan | 2021-08-30 | 145 | 145 | manual | ODCC-EL-IGC-0191 | IGC | 2021-11-02 | 30 | 30 | manual | ODCC-EL-IGC-0199 | IGC | 2021-12-18 | 60 | 60 | [37 empty] | 235
4330 | ALL UNIT | Terminal Link 16-SEMC |  | Lighting System | Terminal Link | Terminal Link Size : 16mm | 16mm | 1071-O2-EL-PO-028-6518-A0-0-006-Rev.01 | OPEN PACKING LIST | Mashin Sazi Shomal | 1306 | PCS | 438 |  | ODCC-EL-ARP-0074 | Abad Rahan | 2021-08-30 | 300 | 300 | manual | ODCC-EL-SEK-0008 | Sekaf | 2021-10-28 | 180 | 180 | Unit 50 | ODCC-EL-IGC-0191 | IGC | 2021-11-02 | 60 | 60 | manual | ODCC-EL_EXR-0015 | Exir | 2021-12-07 | 188 | 188 |  | ODCC-EL-IGC-0199 | IGC | 2021-12-18 | 140 | 140 | [25 empty] | 868
4331 | ALL UNIT | Terminal Link 6-SEMC |  | Lighting System | Terminal Link | Terminal Link Size : 6mm | 6mm | 1071-O2-EL-PO-028-6518-A0-0-006-Rev.01 | OPEN PACKING LIST | Mashin Sazi Shomal | 4575 | PCS | 2402 |  | ODCC-EL-ARP-0074 | Abad Rahan | 2021-08-30 | 1173 | 1173 | manual | ODCC-EL-IGC-0191 | IGC | 2021-11-02 | 400 | 400 | manual | ODCC-EL-IGC-0186 | IGC | 2021-12-08 | 600 | 600 | [37 empty] | 2173
4332 | ALL UNIT | Terminal Link 4-SEMC |  | Lighting System | Terminal Link | Terminal Link Size : 4mm | 4mm | 1071-O2-EL-PO-028-6518-A0-0-006-Rev.01 | OPEN PACKING LIST | Mashin Sazi Shomal | 520 | PCS | 120 |  | ODCC-EL-ARP-0074 | Abad Rahan | 2021-08-30 | 250 | 250 | 25شاخه | ODCC-EL-IGC-0191 | IGC | 2021-11-02 | 10 | 10 | یک شاخه | ODCC-EL-IGC-0171 | IGC | 2021-11-13 | 20 | 20 | دو شاخه | ODCC-EL-IGC-0199 | IGC | 2021-12-18 | 120 | 120 | 12شاخه | [30 empty] | 400
4333 | ALL UNIT | Terminal Link 10-SEMC |  | Lighting System | Terminal Link | Terminal Link Size : 10mm | 10mm | 1071-O2-EL-PO-028-6518-A0-0-006-Rev.01 | OPEN PACKING LIST | Mashin Sazi Shomal | 75 | PCS | 10 |  | ODCC-EL-ARP-0074 | Abad Rahan | 2021-08-30 | 34 | 34 | manual | ODCC-EL-IGC-0191 | IGC | 2021-11-02 | 15 | 15 | manual | ODCC-EL-IGC-0199 | IGC | 2021-12-18 | 16 | 16 | [37 empty] | 65
4334 | Spare | ELLJ02L05AAA6FN2T3 | Two years spare part | Lighting System | FIXTURE | Ex.Fluorescent lighting fixture , (2 x 36W) With Battery Back up / Ceiling Mounted | 2*36W | 1071-O2-EL-PO-028-6518-A0-0-007 | OPEN PACKING LIST | Mashin Sazi Shomal | 30 | PCS | 30 | [55 empty] | 0
4335 | Spare | ELLJ02L05AAA6FN2T3 | Two years spare part | Lighting System | FIXTURE | Ex.Fluorescent lighting fixture , (2 x 36W) With Battery Back up / Ceiling Mounted | 2*36W | 1071-O2-EL-PO-028-6518-A0-0-007 | OPEN PACKING LIST | Mashin Sazi Shomal | 8 | PCS | 8 | [55 empty] | 0
4336 | Spare | ELLE02L05BAA6FN3T3 | Two years spare part | Lighting System | FIXTURE | Ex.Fluorescent lighting fixture , (2 x 36W) With Battery Back up / Ceiling Mounted | 2*36W | 1071-O2-EL-PO-028-6518-A0-0-007 | OPEN PACKING LIST | Mashin Sazi Shomal | 7 | PCS | 7 | [55 empty] | 0
4337 | Spare | ELLJ02L06BAA6FN3T3 | Two years spare part | Lighting System | FIXTURE | Ex.Fluorescent lighting fixture , (2 x 36W) With Battery Back up / Wall Mounted | 2*36W | 1071-O2-EL-PO-028-6518-A0-0-007 | OPEN PACKING LIST | Mashin Sazi Shomal | 7 | PCS | 7 | [55 empty] | 0
4338 | Spare | ELLE02O06BAA6FN3T3 | Two years spare part | Lighting System | FIXTURE | Ex.Emergency Fluorescent lighting fixture,With Battery backup(2 x 18W) / Wall Mounted | 2*18W | 1071-O2-EL-PO-028-6518-A0-0-007 | OPEN PACKING LIST | Mashin Sazi Shomal | 4 | PCS | 4 | [55 empty] | 0
4339 | Spare | ELLJ02L05AAA6FN2T3 ELLE02L05BAA6FN3T3 | Two years spare part | Lighting System | Lamp | Fluorescent Lamp 36W | 36W | 1071-O2-EL-PO-028-6518-A0-0-007 | OPEN PACKING LIST | Mashin Sazi Shomal | 90 | PCS | 90 | [55 empty] | 0
4340 | Spare | ELLJ02L06BAA6FN3T3 | Two years spare part | Lighting System | Lamp | Fluorescent Lamp 36W | 36W | 1071-O2-EL-PO-028-6518-A0-0-007 | OPEN PACKING LIST | Mashin Sazi Shomal | 14 | PCS | 14 | [55 empty] | 0
4341 | Spare | ELLE02O06BAA6FN3T3 | Two years spare part | Lighting System | Lamp | Fluorescent Lamp 18W | 18W | 1071-O2-EL-PO-028-6518-A0-0-007 | OPEN PACKING LIST | Mashin Sazi Shomal | 8 | PCS | 8 | [55 empty] | 0
4342 | Spare | ELLD02L05AAA6FN2T3 | Two years spare part | Lighting System | FIXTURE | SEMC Ex Fluorescent Lighting Fixture Type FLB - 240 / Ceiling Mounted Through Wiring | 2*36W | 1071-O2-EL-PO-028-6518-A0-0-007 | OPEN PACKING LIST | Mashin Sazi Shomal | 131 | PCS | 131 | [55 empty] | 0
4343 | Spare | ELLD02L06BAA6FN3T3 | Two years spare part | Lighting System | FIXTURE | SEMC Ex Fluorescent Lighting Fixture Type FLB - 240 / Ceiling Mounted Through Wiring | 2*36W | 1071-O2-EL-PO-028-6518-A0-0-007 | OPEN PACKING LIST | Mashin Sazi Shomal | 17 | PCS | 17 | [55 empty] | 0
4344 | Spare | ELLD02L06BAA6FN3T3 | Two years spare part | Lighting System | FIXTURE | SEMC Ex Fluorescent Lighting Fixture Type FLB - 240 / Wall Mounted Through Wiring | 2*36W | 1071-O2-EL-PO-028-6518-A0-0-007 | OPEN PACKING LIST | Mashin Sazi Shomal | 16 | PCS | 16 | [55 empty] | 0
4345 | Spare | ELLD02K13AAA6FN2T3 | Two years spare part | Lighting System | FIXTURE | SEMC Ex Fluorescent Lighting Fixture Type FLB - 220 / Ceiling Mounted | 2*18W | 1071-O2-EL-PO-028-6518-A0-0-007 | OPEN PACKING LIST | Mashin Sazi Shomal | 23 | PCS | 23 | [55 empty] | 0
4346 | Spare | ELLD02K05AAA6FN3T3 | Two years spare part | Lighting System | FIXTURE | SEMC Ex Fluorescent Lighting Fixture Type FLB - 220 / Ceiling Mounted | 2*18W | 1071-O2-EL-PO-028-6518-A0-0-007 | OPEN PACKING LIST | Mashin Sazi Shomal | 8 | PCS | 8 | [55 empty] | 0
4347 | Spare | ELLD02K13AAA6FN2T3 | Two years spare part | Lighting System | FIXTURE | SEMC Ex Fluorescent Lighting Fixture Type FLB - 220 / Pole Mounted | 2*18W | 1071-O2-EL-PO-028-6518-A0-0-007 | OPEN PACKING LIST | Mashin Sazi Shomal | 700 | PCS | 700 | [55 empty] | 0
4348 | Spare | ELLD02L13AAA6FN2T3 | Two years spare part | Lighting System | FIXTURE | SEMC Ex Fluorescent Lighting Fixture Type FLB - 240 / Pole Mounted | 2*36W | 1071-O2-EL-PO-028-6518-A0-0-007 | OPEN PACKING LIST | Mashin Sazi Shomal | 30 | PCS | 30 | [55 empty] | 0
4349 | Spare | ELLD02L13AAA6FN2T3 | Two years spare part | Lighting System | FIXTURE | SEMC Ex Fluorescent Lighting Fixture Type FLB - 240 / Pole Mounted | 2*36W | 1071-O2-EL-PO-028-6518-A0-0-007 | OPEN PACKING LIST | Mashin Sazi Shomal | 23 | PCS | 23 | [55 empty] | 0
4350 | Spare | ELLD02L13AAA6FN2T3 | Two years spare part | Lighting System | Lamp | Fluorescent Lamp 36W | 36W | 1071-O2-EL-PO-028-6518-A0-0-007 | OPEN PACKING LIST | Mashin Sazi Shomal | 106 | PCS | 106 | [55 empty] | 0
4351 | Spare | ELLD02L05AAA6FN2T3 ELLD02L06BAA6FN3T3 | Two years spare part | Lighting System | Lamp | Fluorescent Lamp 36W | 36W | 1071-O2-EL-PO-028-6518-A0-0-007 | OPEN PACKING LIST | Mashin Sazi Shomal | 300 | PCS | 300 | [55 empty] | 0
4352 | Spare | ELLD02L06BAA6FN3T3 | Two years spare part | Lighting System | Lamp | Fluorescent Lamp 36W | 2*36W | 1071-O2-EL-PO-028-6518-A0-0-007 | OPEN PACKING LIST | Mashin Sazi Shomal | 32 | PCS | 32 | [55 empty] | 0
4353 | Spare | ELLD02K13AAA6FN2T3 | Two years spare part | Lighting System | Lamp | Fluorescent Lamp 18W | 18W | 1071-O2-EL-PO-028-6518-A0-0-007 | OPEN PACKING LIST | Mashin Sazi Shomal | 1446 | PCS | 1446 | [55 empty] | 0
4354 | Spare | ELLD02K05AAA6FN3T3 | Two years spare part | Lighting System | Lamp | Fluorescent Lamp 18W | 18W | 1071-O2-EL-PO-028-6518-A0-0-007 | OPEN PACKING LIST | Mashin Sazi Shomal | 16 | PCS | 16 | [55 empty] | 0
4355 | Spare | ELLD02L13AAA6FN2T3 ELLD02L05AAA6FN2T3 ELLD02L06BAA6FN3T3 | Two years spare part | Lighting System | Ballast | BALLAST FOR EX.FLOURESCENT LIGHTING FIXTURE,(2*36W) | 2*36W | 1071-O2-EL-PO-028-6518-A0-0-007 | OPEN PACKING LIST | Mashin Sazi Shomal | 131 | PCS | 131 | [55 empty] | 0
4356 | Spare | ELLJ02L05AAA6FN2T3 ELLE02L05BAA6FN3T3 ELLJ02L06BAA6N3T3 | Two years spare part | Lighting System | Ballast | BALLAST FOR EX.FLOURESCENT LIGHTING FIXTURE WITH BATTERY,(2*36W) | 2*36W | 1071-O2-EL-PO-028-6518-A0-0-007 | OPEN PACKING LIST | Mashin Sazi Shomal | 31 | PCS | 31 | [55 empty] | 0
4357 | Spare | ELLD02K13AAA6FN2T3 ELLD02K05AAA6FN3T3 | Two years spare part | Lighting System | Ballast | BALLAST FOR EX.FLOURESCENT LIGHTING FIXTURE,(2*18W) | 2*18W | 1071-O2-EL-PO-028-6518-A0-0-007 | OPEN PACKING LIST | Mashin Sazi Shomal | 438 | PCS | 438 | [55 empty] | 0
4358 | Spare | ELLE02006BAA6FN3T3 | Two years spare part | Lighting System | Ballast | BALLAST FOR EX.FLOURESCENT LIGHTING FIXTURE WITH BATTERY,(2*18W) | 2*18W | 1071-O2-EL-PO-028-6518-A0-0-007 | OPEN PACKING LIST | Mashin Sazi Shomal | 2 | PCS | 2 | [55 empty] | 0
4359 | Spare | ELLD02L13AAA6FN2T3 ELLD02L05AAA6FN2T3 ELLD02L06BAA6FN3T3 ELLJ02L05AAA6FN2T3 ELLE02L05BAA6FN3T3 ELLJ02L06BAA6FN3T3 ELLJ02L05AAI5FN000 ELLD02L05AAI5FN000 ELLD02L13AAI5FN000- | Two years spare part | Lighting System | Lamp | Fluorescent Lamp 36W | 36W | 1071-O2-EL-PO-028-6518-A0-0-007 | OPEN PACKING LIST | Mashin Sazi Shomal | 537 | PCS | 537 | [55 empty] | 0
4360 | Spare | ELLF10F12AAI5FN000 ELLM10F04AAI5FN000 ELLR10F08AAI5FN000 | Two years spare part | Lighting System | Lamp | LAMP METAL HALIDE 250W | 1*250W | 1071-O2-EL-PO-028-6518-A0-0-007 | OPEN PACKING LIST | Mashin Sazi Shomal | 81 | PCS | 81 | [55 empty] | 0
4361 | Spare | ELLD02K13AAA6FN2T3 ELLD02K05AAA6FN3T3 ELLE02O06BAA6FN3T3 ELLD02K13AA15FN000 | Two years spare part | Lighting System | Lamp | Fluorescent Lamp 18W | 18W | 1071-O2-EL-PO-028-6518-A0-0-007 | OPEN PACKING LIST | Mashin Sazi Shomal | 1468 | PCS | 1468 | [55 empty] | 0
4362 | Spare | ELLJ02L05AAI5FN000 ELLD02L05AAI5FN000 ELLD02L13AAI5FN000 | Two years spare part | Lighting System | Lamp | Fluorescent Lamp 36W | 36W | 1071-O2-EL-PO-028-6518-A0-0-007 | OPEN PACKING LIST | Mashin Sazi Shomal | 32 | PCS | 32 | [55 empty] | 0
4363 | Spare | ELLJ02L05AAI5FN000 | Two years spare part | Lighting System | Lamp | Fluorescent Lamp 36W | 36W | 1071-O2-EL-PO-028-6518-A0-0-007 | OPEN PACKING LIST | Mashin Sazi Shomal | 130 | PCS | 130 | [55 empty] | 0
4364 | Spare | ELLJ02L05AAI5FN000 ELLD02L05AAI5FN000 ELLD02L13AAI5FN000 | Two years spare part | Lighting System | Lamp | Fluorescent Lamp 36W | 36W | 1071-O2-EL-PO-028-6518-A0-0-007 | OPEN PACKING LIST | Mashin Sazi Shomal | 4 | PCS | 4 | [55 empty] | 0
4365 | Spare | ELLD02K13AA15FN000 | Two years spare part | Lighting System | Lamp | Fluorescent Lamp 18W | 18W | 1071-O2-EL-PO-028-6518-A0-0-007 | OPEN PACKING LIST | Mashin Sazi Shomal | 194 | PCS | 194 | [55 empty] | 0
4366 | Spare | ELLF10F12AAI5FN000 ELLM10F04AAI5FN000 ELLR10F08AAI5FNOOO | Two years spare part | Lighting System | Lamp | LAMP METAL HALIDE 250W | 1*250W | 1071-O2-EL-PO-028-6518-A0-0-007 | OPEN PACKING LIST | Mashin Sazi Shomal | 115 | PCS | 115 | [55 empty] | 0
4367 | Spare | ELLF10G12AA15FN000 ELLF10G11AAI5FN000 | Two years spare part | Lighting System | Lamp | LAMP METAL HALIDE 400W | 1*400W | 1071-O2-EL-PO-028-6518-A0-0-007 | OPEN PACKING LIST | Mashin Sazi Shomal | 66 | PCS | 66 | [55 empty] | 0
4368 | Spare | ELLF10F12AAI5FN000 ELLM10F04AAI5FN000 ELLR10F08AAI5FN000 | Two years spare part | Lighting System | Lamp | LAMP METAL HALIDE 250W | 1*250W | 1071-O2-EL-PO-028-6518-A0-0-007 | OPEN PACKING LIST | Mashin Sazi Shomal | 3 | PCS | 3 | [55 empty] | 0
4369 | Spare | ELLF10F12AAI5FN000 ELLM10F04AAI5FN000 ELLR10F08AAI5FN000 | Two years spare part | Lighting System | Lamp | LAMP METAL HALIDE 250W | 1*250W | 1071-O2-EL-PO-028-6518-A0-0-007 | OPEN PACKING LIST | Mashin Sazi Shomal | 71 | PCS | 71 | [55 empty] | 0
4370 | Spare | ELLF10G12AAA6FN2T3 | Two years spare part | Lighting System | Bolt | S.Steel Bolt M12 * 40 With Spring & Flat Washer & Nut M12 | M12*40 | 1071-O2-EL-PO-028-6518-A0-0-007 | OPEN PACKING LIST | Mashin Sazi Shomal | 18 | PCS | 18 | [55 empty] | 0
4371 | 51 | U51-NLP-01 |  | Panel | Normal Lighting Panel | Sunshade for U51-NLP-01 PANEL | - | 1071-O2-EL-PO-023-6511-A0-0-001 | OPEN PACKING LIST | Noor Mehvar Fars | 1 | SET | 0 |  | ODCC-EL-IGC-0141 | IGC | 2021-08-25 | 1 | 1 | [49 empty] | 1
4372 | 51 | U51-NLP-02 |  | Panel | Normal Lighting Panel | Sunshade for U51-NLP-02 PANEL | - | 1071-O2-EL-PO-023-6511-A0-0-001 | OPEN PACKING LIST | Noor Mehvar Fars | 1 | SET | 0 |  | ODCC-EL-IGC-0141 | IGC | 2021-08-25 | 1 | 1 | [49 empty] | 1
4373 | 51 | U51-ELP-01 |  | Panel | Emergency Lighting Panel | Sunshade for U51-ELP-01 PANEL | - | 1071-O2-EL-PO-023-6511-A0-0-001 | OPEN PACKING LIST | Noor Mehvar Fars | 1 | SET | 0 |  | ODCC-EL-IGC-0141 | IGC | 2021-08-25 | 1 | 1 | [49 empty] | 1
4374 | 51 | U51-NDP-01 |  | Panel | Normal Distribution Panel | Sunshade for U51-NDP-01 PANEL | - | 1071-O2-EL-PO-023-6511-A0-0-001 | OPEN PACKING LIST | Noor Mehvar Fars | 1 | SET | 0 |  | ODCC-EL-IGC-0141 | IGC | 2021-08-25 | 1 | 1 | [49 empty] | 1
4375 | 51 | U51-NDP-02 |  | Panel | Normal Distribution Panel | Sunshade for U51-NDP-02 PANEL | - | 1071-O2-EL-PO-023-6511-A0-0-001 | OPEN PACKING LIST | Noor Mehvar Fars | 1 | SET | 0 |  | ODCC-EL-IGC-0141 | IGC | 2021-08-25 | 1 | 1 | [49 empty] | 1
4376 | SS-40-09 | 4809-LVBD-5101A | for EE-4809TR5102A | Bus Duct | Bus Duct | Busducts with accessories (Bus A) | 400V | 1071-02-EL-PO-022-6513-A0-0-01 | OPEN PACKING LIST | LENA YAZD CO. | 1 | SET | 0 |  | ODCC-EL-IGC-0193 | IGC | 2021-10-26 | 1 | 1 | manual | [48 empty] | 1
4377 | SS-40-09 | 4809-LVBD-5101B | for EE-4809TR5102B | Bus Duct | Bus Duct | Busducts with accessories (Bus B) | 400V | 1071-02-EL-PO-022-6513-A0-0-01 | OPEN PACKING LIST | LENA YAZD CO. | 1 | SET | 0 |  | ODCC-EL-IGC-0193 | IGC | 2021-10-26 | 1 | 1 | manual | [48 empty] | 1
4378 | SS-40-09 | 4809-LVBD-5102A | for EE-4809TR5103A | Bus Duct | Bus Duct | Busducts with accessories (Bus A) | 400V | 1071-02-EL-PO-022-6513-A0-0-01 | OPEN PACKING LIST | LENA YAZD CO. | 1 | SET | 0 |  | ODCC-EL-IGC-0193 | IGC | 2021-10-26 | 1 | 1 | manual | [48 empty] | 1
4379 | SS-40-09 | 4809-LVBD-5102B | for EE-4809TR5103B | Bus Duct | Bus Duct | Busducts with accessories (Bus B) | 400V | 1071-02-EL-PO-022-6513-A0-0-01 | OPEN PACKING LIST | LENA YAZD CO. | 1 | SET | 0 |  | ODCC-EL-IGC-0193 | IGC | 2021-10-26 | 1 | 1 | manual | [48 empty] | 1
4380 | SS-40-09 | 4809-LVBD-5103A | for EE-4809TR5104A | Bus Duct | Bus Duct | Busducts with accessories (Bus A) | 400V | 1071-02-EL-PO-022-6513-A0-0-01 | OPEN PACKING LIST | LENA YAZD CO. | 1 | SET | 0 |  | ODCC-EL-IGC-0193 | IGC | 2021-10-26 | 1 | 1 | manual | [48 empty] | 1
4381 | SS-40-09 | 4809-LVBD-5103B | for EE-4809TR5104B | Bus Duct | Bus Duct | Busducts with accessories (Bus B) | 400V | 1071-02-EL-PO-022-6513-A0-0-01 | OPEN PACKING LIST | LENA YAZD CO. | 1 | SET | 0 |  | ODCC-EL-IGC-0193 | IGC | 2021-10-26 | 1 | 1 | manual | [48 empty] | 1
4382 | SS-40-09 | 4809-LVBD-5501A | for EE-4809TR5501A | Bus Duct | Bus Duct | Busducts with accessories (Bus A) | 400V | 1071-02-EL-PO-022-6513-A0-0-01 | OPEN PACKING LIST | LENA YAZD CO. | 1 | SET | 0 |  | ODCC-EL-IGC-0193 | IGC | 2021-10-26 | 1 | 1 | manual | [48 empty] | 1
4383 | SS-40-09 | 4809-LVBD-5501B | for EE-4809TR5501B | Bus Duct | Bus Duct | Busducts with accessories (Bus B) | 400V | 1071-02-EL-PO-022-6513-A0-0-01 | OPEN PACKING LIST | LENA YAZD CO. | 1 | SET | 0 |  | ODCC-EL-IGC-0193 | IGC | 2021-10-26 | 1 | 1 | manual | [48 empty] | 1
4384 | 20 | ENSD1351AI5FN000 |  | SOCKET | welding socket | SEMC TYPE Industrial Junction box SPM 330 With Coupled SEMC TYPE Industrial Socket & Plug 63A ,4Pole (3PH+PE) | 400V | 1071-O2-EL-PO-018-6018-A0-0-001 | OPEN PACKING LIST | Mashin Sazi Shomal | 3 | PCS | 3 | [55 empty] | 0
4385 | 20 | ENSD1351AI5FN000 |  | SOCKET | ADAPTOR | SEMC TYPE 600 Exd ADAPTOR 1"Npt(M) * M40(F) C/With : Sealing Washer ,Locknut | 25 to 40mm | 1071-O2-EL-PO-018-6018-A0-0-001 | OPEN PACKING LIST | Mashin Sazi Shomal | 6 | PCS | 6 | [55 empty] | 0
4386 | 20 | ENSD1351AI5FN000 |  | SOCKET | Cable Gland | SEMC Ind CABLE GLAND 153 - C2 - 40mm C/With : Sealing Washer , Locknut , Earth Tag , Shroud | 40mm | 1071-O2-EL-PO-018-6018-A0-0-001 | OPEN PACKING LIST | Mashin Sazi Shomal | 6 | PCS | 6 | [55 empty] | 0
4387 | 20 | ENSD1351AI5FN000 |  | SOCKET | Cable Gland | SEMC Ind CABLE GLAND 153 - C2s - 40mm C/With : Sealing Washer , Locknut , Earth Tag , Shroud | 40mm | 1071-O2-EL-PO-018-6018-A0-0-001 | OPEN PACKING LIST | Mashin Sazi Shomal | 6 | PCS | 6 | [55 empty] | 0
4388 | 20 | ENSD1351AI5FN000 |  | SOCKET | Plug | SEMC TYPE 800 Exd PLUG - 1"Npt C/With : Sealing Washer | 25mm | 1071-O2-EL-PO-018-6018-A0-0-001 | OPEN PACKING LIST | Mashin Sazi Shomal | 6 | PCS | 6 | [55 empty] | 0
4389 | 20 | ENSC0731AI5FN000 |  | SOCKET | Convenience Outlet | SEMC TYPE Industrial Junction box SPM 320 With Coupled SEMC TYPE Industrial Socket & Plug 16A ,3Pole (PH+N+E) | 230V | 1071-O2-EL-PO-018-6018-A0-0-001 | OPEN PACKING LIST | Mashin Sazi Shomal | 3 | PCS | 3 | [55 empty] | 0
4390 | 20 | ENSC0731AI5FN000 |  | SOCKET | Reducer | SEMC TYPE 700 Exd Reducer 3/4"Npt(M) * M20(F) C/With : Sealing Washer ,Locknut | 25 to 20mm | 1071-O2-EL-PO-018-6018-A0-0-001 | OPEN PACKING LIST | Mashin Sazi Shomal | 6 | PCS | 6 | [55 empty] | 0
4391 | 20 | ENSC0731AI5FN000 |  | SOCKET | Cable Gland | SEMC Ind CABLE GLAND 153 - A - 20mm C/With : Sealing Washer , Locknut , Earth Tag , Shroud | 20mm | 1071-O2-EL-PO-018-6018-A0-0-001 | OPEN PACKING LIST | Mashin Sazi Shomal | 6 | PCS | 6 | [55 empty] | 0
4392 | 20 | ENSC0731AI5FN000 |  | SOCKET | Cable Gland | SEMC Ind CABLE GLAND 153 - C2s - 40mm C/With : Sealing Washer , Locknut , Earth Tag , Shroud | 40mm | 1071-O2-EL-PO-018-6018-A0-0-001 | OPEN PACKING LIST | Mashin Sazi Shomal | 6 | PCS | 6 | [55 empty] | 0
4393 | 20 | ENSC0731AI5FN000 |  | SOCKET | Plug | SEMC TYPE 800 Exd PLUG - 3/4"Npt C/With : Sealing Washer | 20mm | 1071-O2-EL-PO-018-6018-A0-0-001 | OPEN PACKING LIST | Mashin Sazi Shomal | 6 | PCS | 6 | [55 empty] | 0
4394 | 20 | EPSJ071A6FN2T3 |  | SOCKET | 24 VAC Socket | SEMC TYPE Industrial Junction box SPM 420 With Coupled SEMC TYPE Industrial Socket & Plug 16A ,3Pole (PH+N+E) | 24V | 1071-O2-EL-PO-018-6018-A0-0-001 | OPEN PACKING LIST | Mashin Sazi Shomal | 3 | PCS | 3 | [55 empty] | 0
4395 | 20 | EPSJ071A6FN2T3 |  | SOCKET | Reducer | SEMC TYPE 700 Exd Reducer 3/4"Npt(M) * M20(F) C/With : Sealing Washer ,Locknut | 25 to 20mm | 1071-O2-EL-PO-018-6018-A0-0-001 | OPEN PACKING LIST | Mashin Sazi Shomal | 6 | PCS | 6 | [55 empty] | 0
4396 | 20 | EPSJ071A6FN2T3 |  | SOCKET | Cable Gland | SEMC Ind CABLE GLAND 153 - A - 20mm C/With : Sealing Washer , Locknut , Earth Tag , Shroud | 20mm | 1071-O2-EL-PO-018-6018-A0-0-001 | OPEN PACKING LIST | Mashin Sazi Shomal | 6 | PCS | 6 | [55 empty] | 0
4397 | 20 | EPSJ071A6FN2T3 |  | SOCKET | Cable Gland | SEMC Ind CABLE GLAND 153 - C2s - 40mm C/With : Sealing Washer , Locknut , Earth Tag , Shroud | 40mm | 1071-O2-EL-PO-018-6018-A0-0-001 | OPEN PACKING LIST | Mashin Sazi Shomal | 6 | PCS | 6 | [55 empty] | 0
4398 | 20 | EPSJ071A6FN2T3 |  | SOCKET | Plug | SEMC TYPE 800 Exd PLUG - 3/4"Npt C/With : Sealing Washer | 20mm | 1071-O2-EL-PO-018-6018-A0-0-001 | OPEN PACKING LIST | Mashin Sazi Shomal | 6 | PCS | 6 | [55 empty] | 0
4399 | 20 | LCS-ACC1 |  | SOCKET | Bolt | S.Steel Bolt M10 * 40 C/With: Spring Washer & Flat Washer & Nut M10 | M10*40 | 1071-O2-EL-PO-018-6018-A0-0-001 | OPEN PACKING LIST | Mashin Sazi Shomal | 36 | PCS | 36 | [55 empty] | 0
4400 | 35 | EPSJ073A6FN2T3 |  | SOCKET | Convenience Outlet | SEMC TYPE Exd Junction Box EJB 30 With Coupled SEMC TYPE Ex Socket & plug 16A , 3pole(PH+N+E) | 230V | 1071-O2-EL-PO-018-6018-A0-0-001 | OPEN PACKING LIST | Mashin Sazi Shomal | 3 | PCS | 0 |  | ODCC-EL-ARP-(0058) | Abad Rahan | 2021-11-23 | 3 | 3 | [49 empty] | 3
4401 | 35 | EPSJ071A6FN2T3 |  | SOCKET | 24 VAC Socket | SEMC TYPE Exd Junction Box EJB 110 With Coupled SEMC TYPE Ex Socket & plug 16A , 3pole(PH+N+E) | 24V | 1071-O2-EL-PO-018-6018-A0-0-001 | OPEN PACKING LIST | Mashin Sazi Shomal | 3 | PCS | 0 |  | ODCC-EL-ARP-(0058) | Abad Rahan | 2021-11-23 | 3 | 3 | [49 empty] | 3
4402 | 35 | EPSJ071A6FN2T3 |  | SOCKET | ADAPTOR | SEMC TYPE 600 Exd ADAPTOR 1"Npt(M) * M40(F) C/With : Sealing Washer ,Locknut | 25 to 40mm | 1071-O2-EL-PO-018-6018-A0-0-001 | OPEN PACKING LIST | Mashin Sazi Shomal | 6 | PCS | 6 | [55 empty] | 0
4403 | 35 | EPSJ071A6FN2T3 |  | SOCKET | Cable Gland | SEMC Ex CABLE GLAND : 453 - C2 - 40mm C/WITH: Sealing Washer , Locknut , Earth tag, shroud | 40mm | 1071-O2-EL-PO-018-6018-A0-0-001 | OPEN PACKING LIST | Mashin Sazi Shomal | 6 | PCS | 6 | [55 empty] | 0
4404 | 35 | EPSJ071A6FN2T3 |  | SOCKET | Plug | SEMC TYPE 800 Exd PLUG - 1"Npt C/WITH: Sealing Washer , Locknut | 25mm | 1071-O2-EL-PO-018-6018-A0-0-001 | OPEN PACKING LIST | Mashin Sazi Shomal | 6 | PCS | 6 | [55 empty] | 0
4405 | 35 | EPSJ071A6FN2T3 |  | SOCKET | Cable Gland | SEMC Ex CABLE GLAND : VBL453 - C2s - 40mm C/WITH: Sealing Washer , Locknut , Earth tag, shroud | 40mm | 1071-O2-EL-PO-018-6018-A0-0-001 | OPEN PACKING LIST | Mashin Sazi Shomal | 6 | PCS | 0 |  | ODCC-EL-ARP-(0058) | Abad Rahan | 2021-11-23 | 6 | 6 | [49 empty] | 6
4406 | 35 | EPSJ073A6FN2T3 |  | SOCKET | Reducer | SEMC TYPE 700 Exd REDUCER - 3/4"Npt(M) * M20(F) C/WITH: Sealing Washer , Locknut | 25 to 20mm | 1071-O2-EL-PO-018-6018-A0-0-001 | OPEN PACKING LIST | Mashin Sazi Shomal | 6 | PCS | 6 | [55 empty] | 0
4407 | 35 | EPSJ073A6FN2T3 |  | SOCKET | Cable Gland | SEMC Ex CABLE GLAND : 453 - A - 20mm C/WITH: Sealing Washer , Locknut , Earth tag, shroud | 20mm | 1071-O2-EL-PO-018-6018-A0-0-001 | OPEN PACKING LIST | Mashin Sazi Shomal | 6 | PCS | 6 | [55 empty] | 0
4408 | 35 | EPSJ073A6FN2T3 |  | SOCKET | Plug | SEMC TYPE 800 Exd PLUG - 3/4"Npt C/WITH: Sealing Washer , Locknut | 20mm | 1071-O2-EL-PO-018-6018-A0-0-001 | OPEN PACKING LIST | Mashin Sazi Shomal | 6 | PCS | 6 | [55 empty] | 0
4409 | 35 | EPSJ073A6FN2T3 |  | SOCKET | Cable Gland | SEMC Ex CABLE GLAND : VBL453 - Cs - 32mm C/WITH: Sealing Washer , Locknut , Earth tag, shroud | 32mm | 1071-O2-EL-PO-018-6018-A0-0-001 | OPEN PACKING LIST | Mashin Sazi Shomal | 6 | PCS | 0 |  | ODCC-EL-ARP-(0058) | Abad Rahan | 2021-11-23 | 6 | 6 | [49 empty] | 6
4410 | 35 | EPSJ135A6FN2T3 |  | SOCKET | Reducer | SEMC TYPE 700 Exd REDUCER - 3/4"Npt(M) * M20(F) C/WITH: Sealing Washer , Locknut | 25 to 20mm | 1071-O2-EL-PO-018-6018-A0-0-001 | OPEN PACKING LIST | Mashin Sazi Shomal | 6 | PCS | 6 | [55 empty] | 0
4411 | 35 | EPSJ135A6FN2T3 |  | SOCKET | Cable Gland | SEMC Ex CABLE GLAND : 453 - A - 20mm C/WITH: Sealing Washer , Locknut , Earth tag, shroud | 20mm | 1071-O2-EL-PO-018-6018-A0-0-001 | OPEN PACKING LIST | Mashin Sazi Shomal | 6 | PCS | 6 | [55 empty] | 0
4412 | 35 | EPSJ135A6FN2T3 |  | SOCKET | Plug | SEMC TYPE 800 Exd PLUG - 3/4"Npt C/WITH: Sealing Washer , Locknut | 20mm | 1071-O2-EL-PO-018-6018-A0-0-001 | OPEN PACKING LIST | Mashin Sazi Shomal | 6 | PCS | 6 | [55 empty] | 0
4413 | 35 | EPSJ135A6FN2T3 |  | SOCKET | Cable Gland | SEMC Ex CABLE GLAND : VBL453 - Cs - 32mm C/WITH: Sealing Washer , Locknut , Earth tag, shroud | 32mm | 1071-O2-EL-PO-018-6018-A0-0-001 | OPEN PACKING LIST | Mashin Sazi Shomal | 6 | PCS | 0 |  | ODCC-EL-ARP-(0058) | Abad Rahan | 2021-11-23 | 6 | 6 | [49 empty] | 6
4414 | 35 | LCS-ACC3 |  | SOCKET | Bolt | S.Steel Bolt M8 * 40 C/With: Spring Washer & Flat Washer & Nut M8 | M8*40 | 1071-O2-EL-PO-018-6018-A0-0-001 | OPEN PACKING LIST | Mashin Sazi Shomal | 24 | PCS | 0 |  | ODCC-EL-ARP-(0058) | Abad Rahan | 2021-11-23 | 24 | 24 | [49 empty] | 24
4415 | 41 | ENSD1351AI5FN000 |  | SOCKET | welding socket | SEMC TYPE Industrial Junction box SPM 330 With Coupled SEMC TYPE Industrial Socket & plug 63A , 4pole(3PH+PE) | 400V | 1071-O2-EL-PO-018-6018-A0-0-001 | OPEN PACKING LIST | Mashin Sazi Shomal | 6 | PCS | 0 |  | ODCC-EL-ARP-(0058) | Abad Rahan | 2021-11-23 | 6 | 6 | [49 empty] | 6
4416 | 41 | ENSC0731AI5FN000 |  | SOCKET | Convenience Outlet | SEMC TYPE Industrial Junction box SPM 320 With Coupled SEMC TYPE Industrial Socket & plug 16A , 3pole(PH+N+E) | 230V | 1071-O2-EL-PO-018-6018-A0-0-001 | OPEN PACKING LIST | Mashin Sazi Shomal | 7 | PCS | 0 |  | ODCC-EL-ARP-(0058) | Abad Rahan | 2021-11-23 | 7 | 7 | [49 empty] | 7
4417 | 41 | ENSC0711AI5FN000 |  | SOCKET | 24 VAC Socket | SEMC TYPE Industrial Junction box SPM 420 With Coupled SEMC TYPE Industrial Socket & plug 16A , 3pole(PH+N+E) | 24V | 1071-O2-EL-PO-018-6018-A0-0-001 | OPEN PACKING LIST | Mashin Sazi Shomal | 6 | PCS | 0 |  | ODCC-EL-ARP-(0058) | Abad Rahan | 2021-11-23 | 6 | 6 | [49 empty] | 6
4418 | 41 | ENSD1351AI5FN000 |  | SOCKET | ADAPTOR | SEMC TYPE 600 Exd ADAPTOR 1"Npt(M) * M40(F) C/With : Sealing Washer ,Locknut | 25 to 40mm | 1071-O2-EL-PO-018-6018-A0-0-001 | OPEN PACKING LIST | Mashin Sazi Shomal | 12 | PCS | 12 | [55 empty] | 0
4419 | 41 | ENSD1351AI5FN000 |  | SOCKET | Cable Gland | SEMC Ind CABLE GLAND : 153 - C2 - 40mm C/WITH: Sealing Washer , Locknut , Earth tag, shroud | 40mm | 1071-O2-EL-PO-018-6018-A0-0-001 | OPEN PACKING LIST | Mashin Sazi Shomal | 12 | PCS | 0 |  | ODCC-EL-ARP-(0058) | Abad Rahan | 2021-11-23 | 12 | 12 | [49 empty] | 12
4420 | 41 | ENSD1351AI5FN000 |  | SOCKET | Plug | SEMC TYPE 800 Exd PLUG - 1"Npt C/WITH: Sealing Washer , Locknut | 25mm | 1071-O2-EL-PO-018-6018-A0-0-001 | OPEN PACKING LIST | Mashin Sazi Shomal | 12 | PCS | 12 | [55 empty] | 0
4421 | 41 | ENSD1351AI5FN000 |  | SOCKET | Cable Gland | SEMC Ind CABLE GLAND : VBL153 - C2s - 40mm C/WITH: Sealing Washer , Locknut , Earth tag, shroud | 40mm | 1071-O2-EL-PO-018-6018-A0-0-001 | OPEN PACKING LIST | Mashin Sazi Shomal | 12 | PCS | 12 | [55 empty] | 0
4422 | 41 | ENSC0731AI5FN000 |  | SOCKET | Reducer | SEMC TYPE 700 Exd REDUCER - 3/4"Npt(M) * M20(F) C/WITH: Sealing Washer , Locknut | 25 to 20mm | 1071-O2-EL-PO-018-6018-A0-0-001 | OPEN PACKING LIST | Mashin Sazi Shomal | 14 | PCS | 14 | [55 empty] | 0
4423 | 41 | ENSC0731AI5FN000 |  | SOCKET | Cable Gland | SEMC Ind CABLE GLAND : 153 - A - 20mm C/WITH: Sealing Washer , Locknut , Earth tag, shroud | 20mm | 1071-O2-EL-PO-018-6018-A0-0-001 | OPEN PACKING LIST | Mashin Sazi Shomal | 14 | PCS | 14 | [55 empty] | 0
4424 | 41 | ENSC0731AI5FN000 |  | SOCKET | Plug | SEMC TYPE 800 Exd PLUG - 3/4"Npt C/WITH: Sealing Washer , Locknut | 20mm | 1071-O2-EL-PO-018-6018-A0-0-001 | OPEN PACKING LIST | Mashin Sazi Shomal | 14 | PCS | 14 | [55 empty] | 0
4425 | 41 | ENSC0731AI5FN000 |  | SOCKET | Cable Gland | SEMC Ind CABLE GLAND : VBL153 - Cs - 32mm C/WITH: Sealing Washer , Locknut , Earth tag, shroud | 32mm | 1071-O2-EL-PO-018-6018-A0-0-001 | OPEN PACKING LIST | Mashin Sazi Shomal | 14 | PCS | 0 |  | ODCC-EL-ARP-(0058) | Abad Rahan | 2021-11-23 | 14 | 14 | [49 empty] | 14
4426 | 41 | ENSC0711AI5FN000 |  | SOCKET | Reducer | SEMC TYPE 700 Exd REDUCER - 3/4"Npt(M) * M20(F) C/WITH: Sealing Washer , Locknut | 25 to 20mm | 1071-O2-EL-PO-018-6018-A0-0-001 | OPEN PACKING LIST | Mashin Sazi Shomal | 12 | PCS | 12 | [55 empty] | 0
4427 | 41 | ENSC0711AI5FN000 |  | SOCKET | Cable Gland | SEMC Ind CABLE GLAND : 153 - A - 20mm C/WITH: Sealing Washer , Locknut , Earth tag, shroud | 20mm | 1071-O2-EL-PO-018-6018-A0-0-001 | OPEN PACKING LIST | Mashin Sazi Shomal | 12 | PCS | 12 | [55 empty] | 0
4428 | 41 | ENSC0711AI5FN000 |  | SOCKET | Plug | SEMC TYPE 800 Exd PLUG - 3/4"Npt C/WITH: Sealing Washer , Locknut | 20mm | 1071-O2-EL-PO-018-6018-A0-0-001 | OPEN PACKING LIST | Mashin Sazi Shomal | 12 | PCS | 12 | [55 empty] | 0
4429 | 41 | ENSC0711AI5FN000 |  | SOCKET | Cable Gland | SEMC Ind CABLE GLAND : VBL153 - Cs - 32mm C/WITH: Sealing Washer , Locknut , Earth tag, shroud | 32mm | 1071-O2-EL-PO-018-6018-A0-0-001 | OPEN PACKING LIST | Mashin Sazi Shomal | 12 | PCS | 0 |  | ODCC-EL-ARP-(0058) | Abad Rahan | 2021-11-23 | 12 | 12 | [49 empty] | 12
4430 | 41 | LCS-ACC1 |  | SOCKET | Bolt | S.Steel Bolt M10 * 40 C/With: Spring Washer & Flat Washer & Nut M10 | M10*40 | 1071-O2-EL-PO-018-6018-A0-0-001 | OPEN PACKING LIST | Mashin Sazi Shomal | 76 | PCS | 0 |  | ODCC-EL-ARP-(0058) | Abad Rahan | 2021-11-23 | 76 | 76 | [49 empty] | 76
4431 | 42 | ENSD1351AI5FN000 |  | SOCKET | welding socket | SEMC TYPE Industrial Junction box SPM 330 With Coupled SEMC TYPE Industrial Socket & plug 63A , 4pole(3PH+PE) | 400V | 1071-O2-EL-PO-018-6018-A0-0-001 | OPEN PACKING LIST | Mashin Sazi Shomal | 5 | PCS | 0 |  | ODCC-EL-ARP-(0058) | Abad Rahan | 2021-11-23 | 5 | 5 | [49 empty] | 5
4432 | 42 | ENSC0731AI5FN000 |  | SOCKET | Convenience Outlet | SEMC TYPE Industrial Junction box SPM 320 With Coupled SEMC TYPE Industrial Socket & plug 16A , 3pole(PH+N+E) | 230V | 1071-O2-EL-PO-018-6018-A0-0-001 | OPEN PACKING LIST | Mashin Sazi Shomal | 5 | PCS | 0 |  | ODCC-EL-ARP-(0058) | Abad Rahan | 2021-11-23 | 5 | 5 | [49 empty] | 5
4433 | 42 | EPSJ071A6FN2T3 | CMIS=ENSC0711AI5FN000 | SOCKET | 24 VAC Socket | SEMC TYPE Industrial Junction box SPM 420 With Coupled SEMC TYPE Industrial Socket & plug 16A , 3pole(PH+N+E) | 24V | 1071-O2-EL-PO-018-6018-A0-0-001 | OPEN PACKING LIST | Mashin Sazi Shomal | 5 | PCS | 0 |  | ODCC-EL-ARP-(0058) | Abad Rahan | 2021-11-23 | 5 | 5 | [49 empty] | 5
4434 | 42 | ENSD1351AI5FN000 |  | SOCKET | ADAPTOR | SEMC TYPE 600 Exd ADAPTOR 1"Npt(M) * M40(F) C/With : Sealing Washer ,Locknut | 25 to 40mm | 1071-O2-EL-PO-018-6018-A0-0-001 | OPEN PACKING LIST | Mashin Sazi Shomal | 10 | PCS | 10 | [55 empty] | 0
4435 | 42 | ENSD1351AI5FN000 |  | SOCKET | Cable Gland | SEMC Ind CABLE GLAND : 153 - C2 - 40mm C/WITH: Sealing Washer , Locknut , Earth tag, shroud | 40mm | 1071-O2-EL-PO-018-6018-A0-0-001 | OPEN PACKING LIST | Mashin Sazi Shomal | 10 | PCS | 0 |  | ODCC-EL-ARP-(0058) | Abad Rahan | 2021-11-23 | 10 | 10 | [49 empty] | 10
4436 | 42 | ENSD1351AI5FN000 |  | SOCKET | Plug | SEMC TYPE 800 Exd PLUG - 1"Npt C/WITH: Sealing Washer , Locknut | 25mm | 1071-O2-EL-PO-018-6018-A0-0-001 | OPEN PACKING LIST | Mashin Sazi Shomal | 10 | PCS | 10 | [55 empty] | 0
4437 | 42 | ENSD1351AI5FN000 |  | SOCKET | Cable Gland | SEMC Ind CABLE GLAND : VBL153 - C2s - 40mm C/WITH: Sealing Washer , Locknut , Earth tag, shroud | 40mm | 1071-O2-EL-PO-018-6018-A0-0-001 | OPEN PACKING LIST | Mashin Sazi Shomal | 10 | PCS | 10 | [55 empty] | 0
4438 | 42 | ENSC0731AI5FN000 |  | SOCKET | Reducer | SEMC TYPE 700 Exd REDUCER - 3/4"Npt(M) * M20(F) C/WITH: Sealing Washer , Locknut | 25 to 20mm | 1071-O2-EL-PO-018-6018-A0-0-001 | OPEN PACKING LIST | Mashin Sazi Shomal | 10 | PCS | 10 | [55 empty] | 0
4439 | 42 | ENSC0731AI5FN000 |  | SOCKET | Cable Gland | SEMC Ind CABLE GLAND : 153 - A - 20mm C/WITH: Sealing Washer , Locknut , Earth tag, shroud | 20mm | 1071-O2-EL-PO-018-6018-A0-0-001 | OPEN PACKING LIST | Mashin Sazi Shomal | 10 | PCS | 10 | [55 empty] | 0
4440 | 42 | ENSC0731AI5FN000 |  | SOCKET | Plug | SEMC TYPE 800 Exd PLUG - 3/4"Npt C/WITH: Sealing Washer , Locknut | 20mm | 1071-O2-EL-PO-018-6018-A0-0-001 | OPEN PACKING LIST | Mashin Sazi Shomal | 10 | PCS | 10 | [55 empty] | 0
4441 | 42 | ENSC0731AI5FN000 |  | SOCKET | Cable Gland | SEMC Ind CABLE GLAND : VBL153 - Cs - 32mm C/WITH: Sealing Washer , Locknut , Earth tag, shroud | 32mm | 1071-O2-EL-PO-018-6018-A0-0-001 | OPEN PACKING LIST | Mashin Sazi Shomal | 10 | PCS | 0 |  | ODCC-EL-ARP-(0058) | Abad Rahan | 2021-11-23 | 10 | 10 | [49 empty] | 10
4442 | 42 | EPSJ071A6FN2T3 | CMIS=ENSC0711AI5FN000 | SOCKET | Reducer | SEMC TYPE 700 Exd REDUCER - 3/4"Npt(M) * M20(F) C/WITH: Sealing Washer , Locknut | 25 to 20mm | 1071-O2-EL-PO-018-6018-A0-0-001 | OPEN PACKING LIST | Mashin Sazi Shomal | 10 | PCS | 10 | [55 empty] | 0
4443 | 42 | EPSJ071A6FN2T3 | CMIS=ENSC0711AI5FN000 | SOCKET | Cable Gland | SEMC Ind CABLE GLAND : 153 - A - 20mm C/WITH: Sealing Washer , Locknut , Earth tag, shroud | 20mm | 1071-O2-EL-PO-018-6018-A0-0-001 | OPEN PACKING LIST | Mashin Sazi Shomal | 10 | PCS | 10 | [55 empty] | 0
4444 | 42 | EPSJ071A6FN2T3 | CMIS=ENSC0711AI5FN000 | SOCKET | Plug | SEMC TYPE 800 Exd PLUG - 3/4"Npt C/WITH: Sealing Washer , Locknut | 20mm | 1071-O2-EL-PO-018-6018-A0-0-001 | OPEN PACKING LIST | Mashin Sazi Shomal | 10 | PCS | 10 | [55 empty] | 0
4445 | 42 | EPSJ071A6FN2T3 | CMIS=ENSC0711AI5FN000 | SOCKET | Cable Gland | SEMC Ind CABLE GLAND : VBL153 - Cs - 32mm C/WITH: Sealing Washer , Locknut , Earth tag, shroud | 32mm | 1071-O2-EL-PO-018-6018-A0-0-001 | OPEN PACKING LIST | Mashin Sazi Shomal | 10 | PCS | 0 |  | ODCC-EL-ARP-(0058) | Abad Rahan | 2021-11-23 | 10 | 10 | [49 empty] | 10
4446 | 42 | LCS-ACC1 |  | SOCKET | Bolt | S.Steel Bolt M10 * 40 C/With: Spring Washer & Flat Washer & Nut M10 | M10*40 | 1071-O2-EL-PO-018-6018-A0-0-001 | OPEN PACKING LIST | Mashin Sazi Shomal | 60 | PCS | 0 |  | ODCC-EL-ARP-(0058) | Abad Rahan | 2021-11-23 | 60 | 60 | [49 empty] | 60
4447 | 43 | EPSJ073A6FN2T3 |  | SOCKET | Convenience Outlet | SEMC TYPE Exd Junction Box EJB 30 With Coupled SEMC TYPE Ex Socket & plug 16A , 3pole(PH+N+E) | 230V | 1071-O2-EL-PO-018-6018-A0-0-001 | OPEN PACKING LIST | Mashin Sazi Shomal | 1 | PCS | 0 |  | ODCC-EL-ARP-(0058) | Abad Rahan | 2021-11-23 | 1 | 1 | [49 empty] | 1
4448 | 43 | EPSJ071A6FN2T3 |  | SOCKET | 24 VAC Socket | SEMC TYPE Exd Junction Box EJB 110 With Coupled SEMC TYPE Ex Socket & plug 16A , 3pole(PH+N+E) | 24V | 1071-O2-EL-PO-018-6018-A0-0-001 | OPEN PACKING LIST | Mashin Sazi Shomal | 1 | PCS | 0 |  | ODCC-EL-ARP-(0058) | Abad Rahan | 2021-11-23 | 1 | 1 | [49 empty] | 1
4449 | 43 | EPSJ135A6FN2T3 |  | SOCKET | ADAPTOR | SEMC TYPE 600 Exd ADAPTOR 1"Npt(M) * M40(F) C/With : Sealing Washer ,Locknut | 25 to 40mm | 1071-O2-EL-PO-018-6018-A0-0-001 | OPEN PACKING LIST | Mashin Sazi Shomal | 2 | PCS | 2 | [55 empty] | 0
4450 | 43 | EPSJ135A6FN2T3 |  | SOCKET | Cable Gland | SEMC Ex CABLE GLAND : 453 - C2 - 40mm C/WITH: Sealing Washer , Locknut , Earth tag, shroud | 40mm | 1071-O2-EL-PO-018-6018-A0-0-001 | OPEN PACKING LIST | Mashin Sazi Shomal | 2 | PCS | 0 |  | ODCC-EL-ARP-(0058) | Abad Rahan | 2021-11-23 | 2 | 2 | [49 empty] | 2
4451 | 43 | EPSJ135A6FN2T3 |  | SOCKET | Plug | SEMC TYPE 800 Exd PLUG - 1"Npt C/WITH: Sealing Washer , Locknut | 25mm | 1071-O2-EL-PO-018-6018-A0-0-001 | OPEN PACKING LIST | Mashin Sazi Shomal | 2 | PCS | 2 | [55 empty] | 0
4452 | 43 | EPSJ135A6FN2T3 |  | SOCKET | Cable Gland | SEMC Ex CABLE GLAND : VBL453 - C2s - 40mm C/WITH: Sealing Washer , Locknut , Earth tag, shroud | 40mm | 1071-O2-EL-PO-018-6018-A0-0-001 | OPEN PACKING LIST | Mashin Sazi Shomal | 2 | PCS | 2 | [55 empty] | 0
4453 | 43 | EPSJ071A6FN2T3 |  | SOCKET | Reducer | SEMC TYPE 700 Exd REDUCER - 3/4"Npt(M) * M20(F) C/WITH: Sealing Washer , Locknut | 25 to 20mm | 1071-O2-EL-PO-018-6018-A0-0-001 | OPEN PACKING LIST | Mashin Sazi Shomal | 2 | PCS | 2 | [55 empty] | 0
4454 | 43 | EPSJ071A6FN2T3 |  | SOCKET | Cable Gland | SEMC Ex CABLE GLAND : 453 - A - 20mm C/WITH: Sealing Washer , Locknut , Earth tag, shroud | 20mm | 1071-O2-EL-PO-018-6018-A0-0-001 | OPEN PACKING LIST | Mashin Sazi Shomal | 2 | PCS | 2 | [55 empty] | 0
4455 | 43 | EPSJ071A6FN2T3 |  | SOCKET | Plug | SEMC TYPE 800 Exd PLUG - 3/4"Npt C/WITH: Sealing Washer , Locknut | 20mm | 1071-O2-EL-PO-018-6018-A0-0-001 | OPEN PACKING LIST | Mashin Sazi Shomal | 2 | PCS | 2 | [55 empty] | 0
4456 | 43 | EPSJ071A6FN2T3 |  | SOCKET | Cable Gland | SEMC Ex CABLE GLAND : VBL453 - Cs - 32mm C/WITH: Sealing Washer , Locknut , Earth tag, shroud | 32mm | 1071-O2-EL-PO-018-6018-A0-0-001 | OPEN PACKING LIST | Mashin Sazi Shomal | 2 | PCS | 0 |  | ODCC-EL-ARP-(0058) | Abad Rahan | 2021-11-23 | 2 | 2 | [49 empty] | 2
4457 | 43 | EPSJ073A6FN2T3 |  | SOCKET | Reducer | SEMC TYPE 700 Exd REDUCER - 3/4"Npt(M) * M20(F) C/WITH: Sealing Washer , Locknut | 25 to 20mm | 1071-O2-EL-PO-018-6018-A0-0-001 | OPEN PACKING LIST | Mashin Sazi Shomal | 2 | PCS | 2 | [55 empty] | 0
4458 | 43 | EPSJ073A6FN2T3 |  | SOCKET | Cable Gland | SEMC Ex CABLE GLAND : 453 - A - 20mm C/WITH: Sealing Washer , Locknut , Earth tag, shroud | 20mm | 1071-O2-EL-PO-018-6018-A0-0-001 | OPEN PACKING LIST | Mashin Sazi Shomal | 2 | PCS | 2 | [55 empty] | 0
4459 | 43 | EPSJ073A6FN2T3 |  | SOCKET | Plug | SEMC TYPE 800 Exd PLUG - 3/4"Npt C/WITH: Sealing Washer , Locknut | 20mm | 1071-O2-EL-PO-018-6018-A0-0-001 | OPEN PACKING LIST | Mashin Sazi Shomal | 2 | PCS | 2 | [55 empty] | 0
4460 | 43 | EPSJ073A6FN2T3 |  | SOCKET | Cable Gland | SEMC Ex CABLE GLAND : VBL453 - Cs - 32mm C/WITH: Sealing Washer , Locknut , Earth tag, shroud | 32mm | 1071-O2-EL-PO-018-6018-A0-0-001 | OPEN PACKING LIST | Mashin Sazi Shomal | 2 | PCS | 0 |  | ODCC-EL-ARP-(0058) | Abad Rahan | 2021-11-23 | 2 | 2 | [49 empty] | 2
4461 | 43 | LCS-ACC3 |  | SOCKET | Bolt | S.Steel Bolt M8 * 40 C/With: Spring Washer & Flat Washer & Nut M8 | M8*40 | 1071-O2-EL-PO-018-6018-A0-0-001 | OPEN PACKING LIST | Mashin Sazi Shomal | 8 | PCS | 0 |  | ODCC-EL-ARP-(0058) | Abad Rahan | 2021-11-23 | 8 | 8 | [49 empty] | 8
4462 | 44 | ENSD1351AI5FN000 |  | SOCKET | welding socket | SEMC TYPE Industrial Junction box SPM 330 With Coupled SEMC TYPE Industrial Socket & plug 63A , 4pole(3PH+PE) | 400V | 1071-O2-EL-PO-018-6018-A0-0-001 | OPEN PACKING LIST | Mashin Sazi Shomal | 2 | PCS | 0 |  | ODCC-EL-ARP-(0058) | Abad Rahan | 2021-11-23 | 2 | 2 | [49 empty] | 2
4463 | 44 | ENSC0731AI5FN000 |  | SOCKET | Convenience Outlet | SEMC TYPE Industrial Junction box SPM 320 With Coupled SEMC TYPE Industrial Socket & plug 16A , 3pole(PH+N+E) | 230V | 1071-O2-EL-PO-018-6018-A0-0-001 | OPEN PACKING LIST | Mashin Sazi Shomal | 2 | PCS | 0 |  | ODCC-EL-ARP-(0058) | Abad Rahan | 2021-11-23 | 2 | 2 | [49 empty] | 2
4464 | 44 | ENSC071AI5FN000 | CMIS=ENSC0711AI5FN000 | SOCKET | 24 VAC Socket | SEMC TYPE Industrial Junction box SPM 420 With Coupled SEMC TYPE Industrial Socket & plug 16A , 3pole(PH+N+E) | 24V | 1071-O2-EL-PO-018-6018-A0-0-001 | OPEN PACKING LIST | Mashin Sazi Shomal | 2 | PCS | 0 |  | ODCC-EL-ARP-(0058) | Abad Rahan | 2021-11-23 | 2 | 2 | [49 empty] | 2
4465 | 44 | ENSD1351AI5FN000 |  | SOCKET | ADAPTOR | SEMC TYPE 600 Exd ADAPTOR 1"Npt(M) * M40(F) C/With : Sealing Washer ,Locknut | 25 to 40mm | 1071-O2-EL-PO-018-6018-A0-0-001 | OPEN PACKING LIST | Mashin Sazi Shomal | 4 | PCS | 4 | [55 empty] | 0
4466 | 44 | ENSD1351AI5FN000 |  | SOCKET | Cable Gland | SEMC Ind CABLE GLAND : 153 - C2 - 40mm C/WITH: Sealing Washer , Locknut , Earth tag, shroud | 40mm | 1071-O2-EL-PO-018-6018-A0-0-001 | OPEN PACKING LIST | Mashin Sazi Shomal | 4 | PCS | 0 |  | ODCC-EL-ARP-(0058) | Abad Rahan | 2021-11-23 | 4 | 4 | [49 empty] | 4
4467 | 44 | ENSD1351AI5FN000 |  | SOCKET | Plug | SEMC TYPE 800 Exd PLUG - 1"Npt C/WITH: Sealing Washer , Locknut | 25mm | 1071-O2-EL-PO-018-6018-A0-0-001 | OPEN PACKING LIST | Mashin Sazi Shomal | 4 | PCS | 4 | [55 empty] | 0
4468 | 44 | ENSD1351AI5FN000 |  | SOCKET | Cable Gland | SEMC Ind CABLE GLAND : VBL153 - C2s - 40mm C/WITH: Sealing Washer , Locknut , Earth tag, shroud | 40mm | 1071-O2-EL-PO-018-6018-A0-0-001 | OPEN PACKING LIST | Mashin Sazi Shomal | 4 | PCS | 4 | [55 empty] | 0
4469 | 44 | ENSC0731AI5FN000 |  | SOCKET | Reducer | SEMC TYPE 700 Exd REDUCER - 3/4"Npt(M) * M20(F) C/WITH: Sealing Washer , Locknut | 25 to 20mm | 1071-O2-EL-PO-018-6018-A0-0-001 | OPEN PACKING LIST | Mashin Sazi Shomal | 4 | PCS | 4 | [55 empty] | 0
4470 | 44 | ENSC0731AI5FN000 |  | SOCKET | Cable Gland | SEMC Ind CABLE GLAND : 153 - A - 20mm C/WITH: Sealing Washer , Locknut , Earth tag, shroud | 20mm | 1071-O2-EL-PO-018-6018-A0-0-001 | OPEN PACKING LIST | Mashin Sazi Shomal | 4 | PCS | 4 | [55 empty] | 0
4471 | 44 | ENSC0731AI5FN000 |  | SOCKET | Plug | SEMC TYPE 800 Exd PLUG - 3/4"Npt C/WITH: Sealing Washer , Locknut | 20mm | 1071-O2-EL-PO-018-6018-A0-0-001 | OPEN PACKING LIST | Mashin Sazi Shomal | 4 | PCS | 4 | [55 empty] | 0
4472 | 44 | ENSC0731AI5FN000 |  | SOCKET | Cable Gland | SEMC Ind CABLE GLAND : VBL153 - Cs - 32mm C/WITH: Sealing Washer , Locknut , Earth tag, shroud | 32mm | 1071-O2-EL-PO-018-6018-A0-0-001 | OPEN PACKING LIST | Mashin Sazi Shomal | 4 | PCS | 0 |  | ODCC-EL-ARP-(0058) | Abad Rahan | 2021-11-23 | 4 | 4 | [49 empty] | 4
4473 | 44 | ENSC071AI5FN000 |  | SOCKET | Reducer | SEMC TYPE 700 Exd REDUCER - 3/4"Npt(M) * M20(F) C/WITH: Sealing Washer , Locknut | 25 to 20mm | 1071-O2-EL-PO-018-6018-A0-0-001 | OPEN PACKING LIST | Mashin Sazi Shomal | 4 | PCS | 4 | [55 empty] | 0
4474 | 44 | ENSC071AI5FN000 |  | SOCKET | Cable Gland | SEMC Ind CABLE GLAND : 153 - A - 20mm C/WITH: Sealing Washer , Locknut , Earth tag, shroud | 20mm | 1071-O2-EL-PO-018-6018-A0-0-001 | OPEN PACKING LIST | Mashin Sazi Shomal | 4 | PCS | 4 | [55 empty] | 0
4475 | 44 | ENSC071AI5FN000 |  | SOCKET | Plug | SEMC TYPE 800 Exd PLUG - 3/4"Npt C/WITH: Sealing Washer , Locknut | 20mm | 1071-O2-EL-PO-018-6018-A0-0-001 | OPEN PACKING LIST | Mashin Sazi Shomal | 4 | PCS | 4 | [55 empty] | 0
4476 | 44 | ENSC071AI5FN000 |  | SOCKET | Cable Gland | SEMC Ind CABLE GLAND : VBL153 - Cs - 32mm C/WITH: Sealing Washer , Locknut , Earth tag, shroud | 32mm | 1071-O2-EL-PO-018-6018-A0-0-001 | OPEN PACKING LIST | Mashin Sazi Shomal | 4 | PCS | 0 |  | ODCC-EL-ARP-(0058) | Abad Rahan | 2021-11-23 | 4 | 4 | [49 empty] | 4
4477 | 44 | LCS-ACC1 |  | SOCKET | Bolt | S.Steel Bolt M10 * 40 C/With: Spring Washer & Flat Washer & Nut M10 | M10*40 | 1071-O2-EL-PO-018-6018-A0-0-001 | OPEN PACKING LIST | Mashin Sazi Shomal | 24 | PCS | 0 |  | ODCC-EL-ARP-(0058) | Abad Rahan | 2021-11-23 | 24 | 24 | [49 empty] | 24
4478 | 51 | EPSJ073A6FN2T3 |  | SOCKET | Convenience Outlet | SEMC TYPE Exd Junction Box EJB 30 With Coupled SEMC TYPE Ex Socket & plug 16A , 3pole(PH+N+E) | 230V | 1071-O2-EL-PO-018-6018-A0-0-001 | OPEN PACKING LIST | Mashin Sazi Shomal | 36 | PCS | 0 |  | ODCC-EL-IGC-0218 | IGC | 2022-01-17 | 36 | 36 | [49 empty] | 36
4479 | 51 | EPSJ071A6FN2T3 |  | SOCKET | 24 VAC Socket | SEMC TYPE Exd Junction Box EJB 110 With Coupled SEMC TYPE Ex Socket & plug 16A , 3pole(PH+N+E) | 24V | 1071-O2-EL-PO-018-6018-A0-0-001 | OPEN PACKING LIST | Mashin Sazi Shomal | 36 | PCS | 0 |  | ODCC-EL-IGC-0218 | IGC | 2022-01-17 | 36 | 36 | [49 empty] | 36
4480 | 51 | EPSJ073A6FN3T3 |  | SOCKET | Convenience Outlet | SEMC TYPE Exd Junction Box EJB 30 With Coupled SEMC TYPE Ex Socket & plug 16A , 3pole(PH+N+E) | 230V | 1071-O2-EL-PO-018-6018-A0-0-001 | OPEN PACKING LIST | Mashin Sazi Shomal | 7 | PCS | 0 |  | ODCC-EL-IGC-0218 | IGC | 2022-01-17 | 7 | 7 | [49 empty] | 7
4481 | 51 | EPSJ071A6FN3T3 |  | SOCKET | 24 VAC Socket | SEMC TYPE Exd Junction Box EJB 110 With Coupled SEMC TYPE Ex Socket & plug 16A , 3pole(PH+N+E) | 24V | 1071-O2-EL-PO-018-6018-A0-0-001 | OPEN PACKING LIST | Mashin Sazi Shomal | 1 | PCS | 0 |  | ODCC-EL-IGC-0218 | IGC | 2022-01-17 | 1 | 1 | [49 empty] | 1
4482 | 51 | EPSJ135A6FN2T3 |  | SOCKET | ADAPTOR | SEMC TYPE 600 Exd ADAPTOR 1"Npt(M) * M40(F) C/With : Sealing Washer ,Locknut | 25 to 40mm | 1071-O2-EL-PO-018-6018-A0-0-001 | OPEN PACKING LIST | Mashin Sazi Shomal | 28 | PCS | 28 | [55 empty] | 0
4483 | 51 | EPSJ135A6FN2T3 |  | SOCKET | Cable Gland | SEMC Ex CABLE GLAND : 453 - C2 - 40mm C/WITH: Sealing Washer , Locknut , Earth tag, shroud | 40mm | 1071-O2-EL-PO-018-6018-A0-0-001 | OPEN PACKING LIST | Mashin Sazi Shomal | 28 | PCS | 0 |  | ODCC-EL-IGC-0218 | IGC | 2022-01-17 | 28 | 28 | [49 empty] | 28
4484 | 51 | EPSJ135A6FN2T3 |  | SOCKET | Plug | SEMC TYPE 800 Exd PLUG - 1"Npt C/WITH: Sealing Washer , Locknut | 25mm | 1071-O2-EL-PO-018-6018-A0-0-001 | OPEN PACKING LIST | Mashin Sazi Shomal | 28 | PCS | 28 | [55 empty] | 0
4485 | 51 | EPSJ135A6FN2T3 |  | SOCKET | Cable Gland | SEMC Ex CABLE GLAND : VBL453 - C2s - 40mm C/WITH: Sealing Washer , Locknut , Earth tag, shroud | 40mm | 1071-O2-EL-PO-018-6018-A0-0-001 | OPEN PACKING LIST | Mashin Sazi Shomal | 28 | PCS | 28 | [55 empty] | 0
4486 | 51 | EPSJ073A6FN2T3 |  | SOCKET | Reducer | SEMC TYPE 700 Exd REDUCER - 3/4"Npt(M) * M20(F) C/WITH: Sealing Washer , Locknut | 25 to 20mm | 1071-O2-EL-PO-018-6018-A0-0-001 | OPEN PACKING LIST | Mashin Sazi Shomal | 72 | PCS | 72 | [55 empty] | 0
4487 | 51 | EPSJ073A6FN2T3 |  | SOCKET | Cable Gland | SEMC Ex CABLE GLAND : 453 - A - 20mm C/WITH: Sealing Washer , Locknut , Earth tag, shroud | 20mm | 1071-O2-EL-PO-018-6018-A0-0-001 | OPEN PACKING LIST | Mashin Sazi Shomal | 72 | PCS | 72 | [55 empty] | 0
4488 | 51 | EPSJ073A6FN2T3 |  | SOCKET | Plug | SEMC TYPE 800 Exd PLUG - 3/4"Npt C/WITH: Sealing Washer , Locknut | 20mm | 1071-O2-EL-PO-018-6018-A0-0-001 | OPEN PACKING LIST | Mashin Sazi Shomal | 72 | PCS | 72 | [55 empty] | 0
4489 | 51 | EPSJ073A6FN2T3 |  | SOCKET | Cable Gland | SEMC Ex CABLE GLAND : VBL453 - Cs - 32mm C/WITH: Sealing Washer , Locknut , Earth tag, shroud | 32mm | 1071-O2-EL-PO-018-6018-A0-0-001 | OPEN PACKING LIST | Mashin Sazi Shomal | 72 | PCS | 0 |  | ODCC-EL-IGC-0218 | IGC | 2022-01-17 | 72 | 72 | [49 empty] | 72
4490 | 51 | EPSJ071A6FN2T3 |  | SOCKET | Reducer | SEMC TYPE 700 Exd REDUCER - 3/4"Npt(M) * M20(F) C/WITH: Sealing Washer , Locknut | 25 to 20mm | 1071-O2-EL-PO-018-6018-A0-0-001 | OPEN PACKING LIST | Mashin Sazi Shomal | 72 | PCS | 72 | [55 empty] | 0
4491 | 51 | EPSJ071A6FN2T3 |  | SOCKET | Cable Gland | SEMC Ex CABLE GLAND : 453 - A - 20mm C/WITH: Sealing Washer , Locknut , Earth tag, shroud | 20mm | 1071-O2-EL-PO-018-6018-A0-0-001 | OPEN PACKING LIST | Mashin Sazi Shomal | 72 | PCS | 72 | [55 empty] | 0
4492 | 51 | EPSJ071A6FN2T3 |  | SOCKET | Plug | SEMC TYPE 800 Exd PLUG - 3/4"Npt C/WITH: Sealing Washer , Locknut | 20mm | 1071-O2-EL-PO-018-6018-A0-0-001 | OPEN PACKING LIST | Mashin Sazi Shomal | 72 | PCS | 72 | [55 empty] | 0
4493 | 51 | EPSJ071A6FN2T3 |  | SOCKET | Cable Gland | SEMC Ex CABLE GLAND : VBL453 - Cs - 32mm C/WITH: Sealing Washer , Locknut , Earth tag, shroud | 32mm | 1071-O2-EL-PO-018-6018-A0-0-001 | OPEN PACKING LIST | Mashin Sazi Shomal | 72 | PCS | 0 |  | ODCC-EL-IGC-0218 | IGC | 2022-01-17 | 72 | 72 | [49 empty] | 72
4494 | 51 | EPSJ073A6FN3T3 |  | SOCKET | Reducer | SEMC TYPE 700 Exd REDUCER - 3/4"Npt(M) * M20(F) C/WITH: Sealing Washer , Locknut | 25 to 20mm | 1071-O2-EL-PO-018-6018-A0-0-001 | OPEN PACKING LIST | Mashin Sazi Shomal | 12 | PCS | 12 | [55 empty] | 0
4495 | 51 | EPSJ073A6FN3T3 |  | SOCKET | Cable Gland | SEMC Ex CABLE GLAND : 453 - A - 20mm C/WITH: Sealing Washer , Locknut , Earth tag, shroud | 20mm | 1071-O2-EL-PO-018-6018-A0-0-001 | OPEN PACKING LIST | Mashin Sazi Shomal | 12 | PCS | 12 | [55 empty] | 0
4496 | 51 | EPSJ073A6FN3T3 |  | SOCKET | Plug | SEMC TYPE 800 Exd PLUG - 3/4"Npt C/WITH: Sealing Washer , Locknut | 20mm | 1071-O2-EL-PO-018-6018-A0-0-001 | OPEN PACKING LIST | Mashin Sazi Shomal | 12 | PCS | 12 | [55 empty] | 0
4497 | 51 | EPSJ073A6FN3T3 |  | SOCKET | Cable Gland | SEMC Ex CABLE GLAND : VBL453 - C2s - 40mm C/WITH: Sealing Washer , Locknut , Earth tag, shroud | 40mm | 1071-O2-EL-PO-018-6018-A0-0-001 | OPEN PACKING LIST | Mashin Sazi Shomal | 12 | PCS | 0 |  | ODCC-EL-IGC-0218 | IGC | 2022-01-17 | 12 | 12 | [49 empty] | 12
4498 | 51 | EPSJ073A6FN3T3 |  | SOCKET | Reducer | SEMC TYPE 700 Exd REDUCER - 3/4"Npt(M) * M20(F) C/WITH: Sealing Washer , Locknut | 25 to 20mm | 1071-O2-EL-PO-018-6018-A0-0-001 | OPEN PACKING LIST | Mashin Sazi Shomal | 2 | PCS | 2 | [55 empty] | 0
4499 | 51 | EPSJ073A6FN3T3 |  | SOCKET | Cable Gland | SEMC Ex CABLE GLAND : 453 - A - 20mm C/WITH: Sealing Washer , Locknut , Earth tag, shroud | 20mm | 1071-O2-EL-PO-018-6018-A0-0-001 | OPEN PACKING LIST | Mashin Sazi Shomal | 2 | PCS | 2 | [55 empty] | 0
4500 | 51 | EPSJ073A6FN3T3 |  | SOCKET | Plug | SEMC TYPE 800 Exd PLUG - 3/4"Npt C/WITH: Sealing Washer , Locknut | 20mm | 1071-O2-EL-PO-018-6018-A0-0-001 | OPEN PACKING LIST | Mashin Sazi Shomal | 2 | PCS | 2 | [55 empty] | 0
4501 | 51 | EPSJ073A6FN3T3 |  | SOCKET | Cable Gland | SEMC Ex CABLE GLAND : VBL453 - Cs - 32mm C/WITH: Sealing Washer , Locknut , Earth tag, shroud | 32mm | 1071-O2-EL-PO-018-6018-A0-0-001 | OPEN PACKING LIST | Mashin Sazi Shomal | 2 | PCS | 0 |  | ODCC-EL-IGC-0218 | IGC | 2022-01-17 | 2 | 2 | [49 empty] | 2
4502 | 51 | EPSJ071A6FN3T3 |  | SOCKET | Reducer | SEMC TYPE 700 Exd REDUCER - 3/4"Npt(M) * M20(F) C/WITH: Sealing Washer , Locknut | 25 to 20mm | 1071-O2-EL-PO-018-6018-A0-0-001 | OPEN PACKING LIST | Mashin Sazi Shomal | 12 | PCS | 12 | [55 empty] | 0
4503 | 51 | EPSJ071A6FN3T3 |  | SOCKET | Cable Gland | SEMC Ex CABLE GLAND : 453 - A - 20mm C/WITH: Sealing Washer , Locknut , Earth tag, shroud | 20mm | 1071-O2-EL-PO-018-6018-A0-0-001 | OPEN PACKING LIST | Mashin Sazi Shomal | 12 | PCS | 12 | [55 empty] | 0
4504 | 51 | EPSJ071A6FN3T3 |  | SOCKET | Plug | SEMC TYPE 800 Exd PLUG - 3/4"Npt C/WITH: Sealing Washer , Locknut | 20mm | 1071-O2-EL-PO-018-6018-A0-0-001 | OPEN PACKING LIST | Mashin Sazi Shomal | 12 | PCS | 12 | [55 empty] | 0
4505 | 51 | EPSJ071A6FN3T3 |  | SOCKET | Cable Gland | SEMC Ex CABLE GLAND : VBL453 - C2s - 40mm C/WITH: Sealing Washer , Locknut , Earth tag, shroud | 40mm | 1071-O2-EL-PO-018-6018-A0-0-001 | OPEN PACKING LIST | Mashin Sazi Shomal | 12 | PCS | 0 |  | ODCC-EL-IGC-0218 | IGC | 2022-01-17 | 12 | 12 | [49 empty] | 12
4506 | 51 | EPSJ071A6FN3T3 |  | SOCKET | Reducer | SEMC TYPE 700 Exd REDUCER - 3/4"Npt(M) * M20(F) C/WITH: Sealing Washer , Locknut | 25 to 20mm | 1071-O2-EL-PO-018-6018-A0-0-001 | OPEN PACKING LIST | Mashin Sazi Shomal | 2 | PCS | 2 | [55 empty] | 0
4507 | 51 | EPSJ071A6FN3T3 |  | SOCKET | Cable Gland | SEMC Ex CABLE GLAND : 453 - A - 20mm C/WITH: Sealing Washer , Locknut , Earth tag, shroud | 20mm | 1071-O2-EL-PO-018-6018-A0-0-001 | OPEN PACKING LIST | Mashin Sazi Shomal | 2 | PCS | 2 | [55 empty] | 0
4508 | 51 | EPSJ071A6FN3T3 |  | SOCKET | Plug | SEMC TYPE 800 Exd PLUG - 3/4"Npt C/WITH: Sealing Washer , Locknut | 20mm | 1071-O2-EL-PO-018-6018-A0-0-001 | OPEN PACKING LIST | Mashin Sazi Shomal | 2 | PCS | 2 | [55 empty] | 0
4509 | 51 | EPSJ071A6FN3T3 |  | SOCKET | Cable Gland | SEMC Ex CABLE GLAND : VBL453 - Cs - 32mm C/WITH: Sealing Washer , Locknut , Earth tag, shroud | 32mm | 1071-O2-EL-PO-018-6018-A0-0-001 | OPEN PACKING LIST | Mashin Sazi Shomal | 2 | PCS | 0 |  | ODCC-EL-IGC-0218 | IGC | 2022-01-17 | 2 | 2 | [49 empty] | 2
4510 | 51 | LCS-ACC3 |  | SOCKET | Bolt | S.Steel Bolt M8 * 40 C/With: Spring Washer & Flat Washer & Nut M8 | M8*40 | 1071-O2-EL-PO-018-6018-A0-0-001 | OPEN PACKING LIST | Mashin Sazi Shomal | 320 | PCS | 0 |  | ODCC-EL-IGC-0218 | IGC | 2022-01-17 | 320 | 320 | [49 empty] | 320
4511 | 55 | EPSJ073A6FN2T3 |  | SOCKET | Convenience Outlet | SEMC TYPE Exd Junction Box EJB 30 With Coupled SEMC TYPE Ex Socket & plug 16A , 3pole(PH+N+E) | 230V | 1071-O2-EL-PO-018-6018-A0-0-001 | OPEN PACKING LIST | Mashin Sazi Shomal | 15 | PCS | 0 |  | ODCC-EL-IGC-0202 | IGC | 2021-12-27 | 15 | 15 | [49 empty] | 15
4512 | 55 | EPSJ071A6FN2T3 |  | SOCKET | 24 VAC Socket | SEMC TYPE Exd Junction Box EJB 110 With Coupled SEMC TYPE Ex Socket & plug 16A , 3pole(PH+N+E) | 24V | 1071-O2-EL-PO-018-6018-A0-0-001 | OPEN PACKING LIST | Mashin Sazi Shomal | 15 | PCS | 0 |  | ODCC-EL-IGC-0202 | IGC | 2021-12-27 | 15 | 15 | [49 empty] | 15
4513 | 55 | EPSJ135A6FN2T3 |  | SOCKET | ADAPTOR | SEMC TYPE 600 Exd ADAPTOR 1"Npt(M) * M40(F) C/With : Sealing Washer ,Locknut | 25 to 40mm | 1071-O2-EL-PO-018-6018-A0-0-001 | OPEN PACKING LIST | Mashin Sazi Shomal | 12 | PCS | 12 | [55 empty] | 0
4514 | 55 | EPSJ135A6FN2T3 |  | SOCKET | Cable Gland | SEMC Ex CABLE GLAND : 453 - C2 - 40mm C/WITH: Sealing Washer , Locknut , Earth tag, shroud | 40mm | 1071-O2-EL-PO-018-6018-A0-0-001 | OPEN PACKING LIST | Mashin Sazi Shomal | 12 | PCS | 12 | [55 empty] | 0
4515 | 55 | EPSJ135A6FN2T3 |  | SOCKET | Plug | SEMC TYPE 800 Exd PLUG - 1"Npt C/WITH: Sealing Washer , Locknut | 25mm | 1071-O2-EL-PO-018-6018-A0-0-001 | OPEN PACKING LIST | Mashin Sazi Shomal | 12 | PCS | 12 | [55 empty] | 0
4516 | 55 | EPSJ135A6FN2T3 |  | SOCKET | Cable Gland | SEMC Ex CABLE GLAND : VBL453 - C2s - 40mm C/WITH: Sealing Washer , Locknut , Earth tag, shroud | 40mm | 1071-O2-EL-PO-018-6018-A0-0-001 | OPEN PACKING LIST | Mashin Sazi Shomal | 12 | PCS | 1 |  | ODCC-EL-IGC-0202 | IGC | 2021-12-27 | 11 | 11 | [49 empty] | 11
4517 | 55 | EPSJ073A6FN2T3 |  | SOCKET | Reducer | SEMC TYPE 700 Exd REDUCER - 3/4"Npt(M) * M20(F) C/WITH: Sealing Washer , Locknut | 25 to 20mm | 1071-O2-EL-PO-018-6018-A0-0-001 | OPEN PACKING LIST | Mashin Sazi Shomal | 30 | PCS | 30 | [55 empty] | 0
4518 | 55 | EPSJ073A6FN2T3 |  | SOCKET | Cable Gland | SEMC Ex CABLE GLAND : 453 - A - 20mm C/WITH: Sealing Washer , Locknut , Earth tag, shroud | 20mm | 1071-O2-EL-PO-018-6018-A0-0-001 | OPEN PACKING LIST | Mashin Sazi Shomal | 30 | PCS | 30 | [55 empty] | 0
4519 | 55 | EPSJ073A6FN2T3 |  | SOCKET | Plug | SEMC TYPE 800 Exd PLUG - 3/4"Npt C/WITH: Sealing Washer , Locknut | 20mm | 1071-O2-EL-PO-018-6018-A0-0-001 | OPEN PACKING LIST | Mashin Sazi Shomal | 30 | PCS | 30 | [55 empty] | 0
4520 | 55 | EPSJ073A6FN2T3 |  | SOCKET | Cable Gland | SEMC Ex CABLE GLAND : VBL453 - Cs - 32mm C/WITH: Sealing Washer , Locknut , Earth tag, shroud | 32mm | 1071-O2-EL-PO-018-6018-A0-0-001 | OPEN PACKING LIST | Mashin Sazi Shomal | 30 | PCS | 3 |  | ODCC-EL-IGC-0202 | IGC | 2021-12-27 | 27 | 27 | [49 empty] | 27
4521 | 55 | EPSJ071A6FN2T3 |  | SOCKET | Reducer | SEMC TYPE 700 Exd REDUCER - 3/4"Npt(M) * M20(F) C/WITH: Sealing Washer , Locknut | 25 to 20mm | 1071-O2-EL-PO-018-6018-A0-0-001 | OPEN PACKING LIST | Mashin Sazi Shomal | 30 | PCS | 30 | [55 empty] | 0
4522 | 55 | EPSJ071A6FN2T3 |  | SOCKET | Cable Gland | SEMC Ex CABLE GLAND : 453 - A - 20mm C/WITH: Sealing Washer , Locknut , Earth tag, shroud | 20mm | 1071-O2-EL-PO-018-6018-A0-0-001 | OPEN PACKING LIST | Mashin Sazi Shomal | 30 | PCS | 30 | [55 empty] | 0
4523 | 55 | EPSJ071A6FN2T3 |  | SOCKET | Plug | SEMC TYPE 800 Exd PLUG - 3/4"Npt C/WITH: Sealing Washer , Locknut | 20mm | 1071-O2-EL-PO-018-6018-A0-0-001 | OPEN PACKING LIST | Mashin Sazi Shomal | 30 | PCS | 30 | [55 empty] | 0
4524 | 55 | EPSJ071A6FN2T3 |  | SOCKET | Cable Gland | SEMC Ex CABLE GLAND : VBL453 - Cs - 32mm C/WITH: Sealing Washer , Locknut , Earth tag, shroud | 32mm | 1071-O2-EL-PO-018-6018-A0-0-001 | OPEN PACKING LIST | Mashin Sazi Shomal | 30 | PCS | 3 |  | ODCC-EL-IGC-0202 | IGC | 2021-12-27 | 27 | 27 | [49 empty] | 27
4525 | 55 | LCS-ACC3 |  | SOCKET | Bolt | S.Steel Bolt M8 * 40 C/With: Spring Washer & Flat Washer & Nut M8 | M8*40 | 1071-O2-EL-PO-018-6018-A0-0-001 | OPEN PACKING LIST | Mashin Sazi Shomal | 120 | PCS | 0 |  | ODCC-EL-IGC-0202 | IGC | 2021-12-27 | 120 | 120 | [49 empty] | 120
4526 | 61 | ENSD1351AI5FN000 |  | SOCKET | welding socket | SEMC TYPE Industrial Junction box SPM 330 With Coupled SEMC TYPE Industrial Socket & plug 63A , 4pole(3PH+PE) | 400V | 1071-O2-EL-PO-018-6018-A0-0-001 | OPEN PACKING LIST | Mashin Sazi Shomal | 3 | PCS | 0 |  | ODCC-EL-ARP-(0058) | Abad Rahan | 2021-11-23 | 3 | 3 | [49 empty] | 3
4527 | 61 | ENSC0731AI5FN000 |  | SOCKET | Convenience Outlet | SEMC TYPE Industrial Junction box SPM 320 With Coupled SEMC TYPE Industrial Socket & plug 16A , 3pole(PH+N+E) | 230V | 1071-O2-EL-PO-018-6018-A0-0-001 | OPEN PACKING LIST | Mashin Sazi Shomal | 3 | PCS | 0 |  | ODCC-EL-ARP-(0058) | Abad Rahan | 2021-11-23 | 3 | 3 | [49 empty] | 3
4528 | 61 | ENSC071AI5FN000 | CMIS=ENSC0711AI5FN000 | SOCKET | 24 VAC Socket | SEMC TYPE Industrial Junction box SPM 420 With Coupled SEMC TYPE Industrial Socket & plug 16A , 3pole(PH+N+E) | 24V | 1071-O2-EL-PO-018-6018-A0-0-001 | OPEN PACKING LIST | Mashin Sazi Shomal | 3 | PCS | 0 |  | ODCC-EL-ARP-(0058) | Abad Rahan | 2021-11-23 | 3 | 3 | [49 empty] | 3
4529 | 61 | ENSD1351AI5FN000 |  | SOCKET | ADAPTOR | SEMC TYPE 600 Exd ADAPTOR 1"Npt(M) * M40(F) C/With : Sealing Washer ,Locknut | 25 to 40mm | 1071-O2-EL-PO-018-6018-A0-0-001 | OPEN PACKING LIST | Mashin Sazi Shomal | 6 | PCS | 6 | [55 empty] | 0
4530 | 61 | ENSD1351AI5FN000 |  | SOCKET | Cable Gland | SEMC Ind CABLE GLAND : 153 - C2 - 40mm C/WITH: Sealing Washer , Locknut , Earth tag, shroud | 40mm | 1071-O2-EL-PO-018-6018-A0-0-001 | OPEN PACKING LIST | Mashin Sazi Shomal | 6 | PCS | 0 |  | ODCC-EL-ARP-(0058) | Abad Rahan | 2021-11-23 | 6 | 6 | [49 empty] | 6
4531 | 61 | ENSD1351AI5FN000 |  | SOCKET | Plug | SEMC TYPE 800 Exd PLUG - 1"Npt C/WITH: Sealing Washer , Locknut | 25mm | 1071-O2-EL-PO-018-6018-A0-0-001 | OPEN PACKING LIST | Mashin Sazi Shomal | 6 | PCS | 6 | [55 empty] | 0
4532 | 61 | ENSD1351AI5FN000 |  | SOCKET | Cable Gland | SEMC Ind CABLE GLAND : VBL153 - C2s - 40mm C/WITH: Sealing Washer , Locknut , Earth tag, shroud | 40mm | 1071-O2-EL-PO-018-6018-A0-0-001 | OPEN PACKING LIST | Mashin Sazi Shomal | 6 | PCS | 6 | [55 empty] | 0
4533 | 61 | ENSC0731AI5FN000 |  | SOCKET | Reducer | SEMC TYPE 700 Exd REDUCER - 3/4"Npt(M) * M20(F) C/WITH: Sealing Washer , Locknut | 25 to 20mm | 1071-O2-EL-PO-018-6018-A0-0-001 | OPEN PACKING LIST | Mashin Sazi Shomal | 6 | PCS | 6 | [55 empty] | 0
4534 | 61 | ENSC0731AI5FN000 |  | SOCKET | Cable Gland | SEMC Ind CABLE GLAND : 153 - A - 20mm C/WITH: Sealing Washer , Locknut , Earth tag, shroud | 20mm | 1071-O2-EL-PO-018-6018-A0-0-001 | OPEN PACKING LIST | Mashin Sazi Shomal | 6 | PCS | 6 | [55 empty] | 0
4535 | 61 | ENSC0731AI5FN000 |  | SOCKET | Plug | SEMC TYPE 800 Exd PLUG - 3/4"Npt C/WITH: Sealing Washer , Locknut | 20mm | 1071-O2-EL-PO-018-6018-A0-0-001 | OPEN PACKING LIST | Mashin Sazi Shomal | 6 | PCS | 6 | [55 empty] | 0
4536 | 61 | ENSC0731AI5FN000 |  | SOCKET | Cable Gland | SEMC Ind CABLE GLAND : VBL153 - Cs - 32mm C/WITH: Sealing Washer , Locknut , Earth tag, shroud | 32mm | 1071-O2-EL-PO-018-6018-A0-0-001 | OPEN PACKING LIST | Mashin Sazi Shomal | 6 | PCS | 0 |  | ODCC-EL-ARP-(0058) | Abad Rahan | 2021-11-23 | 6 | 6 | [49 empty] | 6
4537 | 61 | ENSC071AI5FN000 |  | SOCKET | Reducer | SEMC TYPE 700 Exd REDUCER - 3/4"Npt(M) * M20(F) C/WITH: Sealing Washer , Locknut | 25 to 20mm | 1071-O2-EL-PO-018-6018-A0-0-001 | OPEN PACKING LIST | Mashin Sazi Shomal | 6 | PCS | 6 | [55 empty] | 0
4538 | 61 | ENSC071AI5FN000 |  | SOCKET | Cable Gland | SEMC Ind CABLE GLAND : 153 - A - 20mm C/WITH: Sealing Washer , Locknut , Earth tag, shroud | 20mm | 1071-O2-EL-PO-018-6018-A0-0-001 | OPEN PACKING LIST | Mashin Sazi Shomal | 6 | PCS | 6 | [55 empty] | 0
4539 | 61 | ENSC071AI5FN000 |  | SOCKET | Plug | SEMC TYPE 800 Exd PLUG - 3/4"Npt C/WITH: Sealing Washer , Locknut | 20mm | 1071-O2-EL-PO-018-6018-A0-0-001 | OPEN PACKING LIST | Mashin Sazi Shomal | 6 | PCS | 6 | [55 empty] | 0
4540 | 61 | ENSC071AI5FN000 |  | SOCKET | Cable Gland | SEMC Ind CABLE GLAND : VBL153 - Cs - 32mm C/WITH: Sealing Washer , Locknut , Earth tag, shroud | 32mm | 1071-O2-EL-PO-018-6018-A0-0-001 | OPEN PACKING LIST | Mashin Sazi Shomal | 6 | PCS | 0 |  | ODCC-EL-ARP-(0058) | Abad Rahan | 2021-11-23 | 6 | 6 | [49 empty] | 6
4541 | 61 | LCS-ACC1 |  | SOCKET | Bolt | S.Steel Bolt M10 * 40 C/With: Spring Washer & Flat Washer & Nut M10 | M10*40 | 1071-O2-EL-PO-018-6018-A0-0-001 | OPEN PACKING LIST | Mashin Sazi Shomal | 36 | PCS | 0 |  | ODCC-EL-ARP-(0058) | Abad Rahan | 2021-11-23 | 36 | 36 | [49 empty] | 36
4542 | 75 | EPSJ073A6FN2T3 |  | SOCKET | Convenience Outlet | SEMC TYPE Exd Junction Box EJB 30 With Coupled SEMC TYPE Ex Socket & plug 16A , 3pole(PH+N+E) | 230V | 1071-O2-EL-PO-018-6018-A0-0-001 | OPEN PACKING LIST | Mashin Sazi Shomal | 15 | PCS | 0 |  | ODCC-EL-IGC-0202 | IGC | 2021-12-27 | 15 | 15 | [49 empty] | 15
4543 | 75 | EPSJ071A6FN2T3 |  | SOCKET | 24 VAC Socket | SEMC TYPE Exd Junction Box EJB 110 With Coupled SEMC TYPE Ex Socket & plug 16A , 3pole(PH+N+E) | 24V | 1071-O2-EL-PO-018-6018-A0-0-001 | OPEN PACKING LIST | Mashin Sazi Shomal | 12 | PCS | 0 |  | ODCC-EL-IGC-0202 | IGC | 2021-12-27 | 12 | 12 | [49 empty] | 12
4544 | 75 | EPSJ135A6FN2T3 |  | SOCKET | ADAPTOR | SEMC TYPE 600 Exd ADAPTOR 1"Npt(M) * M40(F) C/With : Sealing Washer ,Locknut | 25 to 40mm | 1071-O2-EL-PO-018-6018-A0-0-001 | OPEN PACKING LIST | Mashin Sazi Shomal | 12 | PCS | 12 | [55 empty] | 0
4545 | 75 | EPSJ135A6FN2T3 |  | SOCKET | Cable Gland | SEMC Ex CABLE GLAND : 453 - C2 - 40mm C/WITH: Sealing Washer , Locknut , Earth tag, shroud | 40mm | 1071-O2-EL-PO-018-6018-A0-0-001 | OPEN PACKING LIST | Mashin Sazi Shomal | 12 | PCS | 12 | [55 empty] | 0
4546 | 75 | EPSJ135A6FN2T3 |  | SOCKET | Plug | SEMC TYPE 800 Exd PLUG - 1"Npt C/WITH: Sealing Washer , Locknut | 25mm | 1071-O2-EL-PO-018-6018-A0-0-001 | OPEN PACKING LIST | Mashin Sazi Shomal | 12 | PCS | 12 | [55 empty] | 0
4547 | 75 | EPSJ135A6FN2T3 |  | SOCKET | Cable Gland | SEMC Ex CABLE GLAND : VBL453 - C2s - 40mm C/WITH: Sealing Washer , Locknut , Earth tag, shroud | 40mm | 1071-O2-EL-PO-018-6018-A0-0-001 | OPEN PACKING LIST | Mashin Sazi Shomal | 12 | PCS | 1 |  | ODCC-EL-IGC-0202 | IGC | 2021-12-27 | 11 | 11 | [49 empty] | 11
4548 | 75 | EPSJ073A6FN2T3 |  | SOCKET | Reducer | SEMC TYPE 700 Exd REDUCER - 3/4"Npt(M) * M20(F) C/WITH: Sealing Washer , Locknut | 25 to 20mm | 1071-O2-EL-PO-018-6018-A0-0-001 | OPEN PACKING LIST | Mashin Sazi Shomal | 24 | PCS | 24 | [55 empty] | 0
4549 | 75 | EPSJ073A6FN2T3 |  | SOCKET | Cable Gland | SEMC Ex CABLE GLAND : 453 - A - 20mm C/WITH: Sealing Washer , Locknut , Earth tag, shroud | 20mm | 1071-O2-EL-PO-018-6018-A0-0-001 | OPEN PACKING LIST | Mashin Sazi Shomal | 24 | PCS | 24 | [55 empty] | 0
4550 | 75 | EPSJ073A6FN2T3 |  | SOCKET | Plug | SEMC TYPE 800 Exd PLUG - 3/4"Npt C/WITH: Sealing Washer , Locknut | 20mm | 1071-O2-EL-PO-018-6018-A0-0-001 | OPEN PACKING LIST | Mashin Sazi Shomal | 24 | PCS | 24 | [55 empty] | 0
4551 | 75 | EPSJ073A6FN2T3 |  | SOCKET | Cable Gland | SEMC Ex CABLE GLAND : VBL453 - Cs - 32mm C/WITH: Sealing Washer , Locknut , Earth tag, shroud | 32mm | 1071-O2-EL-PO-018-6018-A0-0-001 | OPEN PACKING LIST | Mashin Sazi Shomal | 24 | PCS | 1 |  | ODCC-EL-IGC-0202 | IGC | 2021-12-27 | 23 | 23 | [49 empty] | 23
4552 | 75 | EPSJ073A6FN2T3 |  | SOCKET | Reducer | SEMC TYPE 700 Exd REDUCER - 3/4"Npt(M) * M20(F) C/WITH: Sealing Washer , Locknut | 25 to 20mm | 1071-O2-EL-PO-018-6018-A0-0-001 | OPEN PACKING LIST | Mashin Sazi Shomal | 6 | PCS | 6 | [55 empty] | 0
4553 | 75 | EPSJ073A6FN2T3 |  | SOCKET | Cable Gland | SEMC Ex CABLE GLAND : 453 - A - 20mm C/WITH: Sealing Washer , Locknut , Earth tag, shroud | 20mm | 1071-O2-EL-PO-018-6018-A0-0-001 | OPEN PACKING LIST | Mashin Sazi Shomal | 6 | PCS | 6 | [55 empty] | 0
4554 | 75 | EPSJ073A6FN2T3 |  | SOCKET | Plug | SEMC TYPE 800 Exd PLUG - 3/4"Npt C/WITH: Sealing Washer , Locknut | 20mm | 1071-O2-EL-PO-018-6018-A0-0-001 | OPEN PACKING LIST | Mashin Sazi Shomal | 6 | PCS | 6 | [55 empty] | 0
4555 | 75 | EPSJ073A6FN2T3 |  | SOCKET | Cable Gland | SEMC Ex CABLE GLAND : VBL453 - C2s - 40mm C/WITH: Sealing Washer , Locknut , Earth tag, shroud | 40mm | 1071-O2-EL-PO-018-6018-A0-0-001 | OPEN PACKING LIST | Mashin Sazi Shomal | 6 | PCS | 1 |  | ODCC-EL-IGC-0202 | IGC | 2021-12-27 | 5 | 5 | [49 empty] | 5
4556 | 75 | EPSJ071A6FN2T3 |  | SOCKET | Reducer | SEMC TYPE 700 Exd REDUCER - 3/4"Npt(M) * M20(F) C/WITH: Sealing Washer , Locknut | 25 to 20mm | 1071-O2-EL-PO-018-6018-A0-0-001 | OPEN PACKING LIST | Mashin Sazi Shomal | 24 | PCS | 24 | [55 empty] | 0
4557 | 75 | EPSJ071A6FN2T3 |  | SOCKET | Cable Gland | SEMC Ex CABLE GLAND : 453 - A - 20mm C/WITH: Sealing Washer , Locknut , Earth tag, shroud | 20mm | 1071-O2-EL-PO-018-6018-A0-0-001 | OPEN PACKING LIST | Mashin Sazi Shomal | 24 | PCS | 24 | [55 empty] | 0
4558 | 75 | EPSJ071A6FN2T3 |  | SOCKET | Plug | SEMC TYPE 800 Exd PLUG - 3/4"Npt C/WITH: Sealing Washer , Locknut | 20mm | 1071-O2-EL-PO-018-6018-A0-0-001 | OPEN PACKING LIST | Mashin Sazi Shomal | 24 | PCS | 24 | [55 empty] | 0
4559 | 75 | EPSJ071A6FN2T3 |  | SOCKET | Cable Gland | SEMC Ex CABLE GLAND : VBL453 - Cs - 32mm C/WITH: Sealing Washer , Locknut , Earth tag, shroud | 32mm | 1071-O2-EL-PO-018-6018-A0-0-001 | OPEN PACKING LIST | Mashin Sazi Shomal | 24 | PCS | 1 |  | ODCC-EL-IGC-0202 | IGC | 2021-12-27 | 23 | 23 | [49 empty] | 23
4560 | 75 | EPSJ071A6FN2T3 |  | SOCKET | Reducer | SEMC TYPE 700 Exd REDUCER - 3/4"Npt(M) * M20(F) C/WITH: Sealing Washer , Locknut | 25 to 20mm | 1071-O2-EL-PO-018-6018-A0-0-001 | OPEN PACKING LIST | Mashin Sazi Shomal | 6 | PCS | 6 | [55 empty] | 0
4561 | 75 | EPSJ071A6FN2T3 |  | SOCKET | Cable Gland | SEMC Ex CABLE GLAND : 453 - A - 20mm C/WITH: Sealing Washer , Locknut , Earth tag, shroud | 20mm | 1071-O2-EL-PO-018-6018-A0-0-001 | OPEN PACKING LIST | Mashin Sazi Shomal | 6 | PCS | 6 | [55 empty] | 0
4562 | 75 | EPSJ071A6FN2T3 |  | SOCKET | Plug | SEMC TYPE 800 Exd PLUG - 3/4"Npt C/WITH: Sealing Washer , Locknut | 20mm | 1071-O2-EL-PO-018-6018-A0-0-001 | OPEN PACKING LIST | Mashin Sazi Shomal | 6 | PCS | 6 | [55 empty] | 0
4563 | 75 | EPSJ071A6FN2T3 |  | SOCKET | Cable Gland | SEMC Ex CABLE GLAND : VBL453 - C2s - 40mm C/WITH: Sealing Washer , Locknut , Earth tag, shroud | 40mm | 1071-O2-EL-PO-018-6018-A0-0-001 | OPEN PACKING LIST | Mashin Sazi Shomal | 6 | PCS | 1 |  | ODCC-EL-IGC-0202 | IGC | 2021-12-27 | 5 | 5 | [49 empty] | 5
4564 | 75 | LCS-ACC3 |  | SOCKET | Bolt | S.Steel Bolt M8 * 40 C/With: Spring Washer & Flat Washer & Nut M8 | M8*40 | 1071-O2-EL-PO-018-6018-A0-0-001 | OPEN PACKING LIST | Mashin Sazi Shomal | 108 | PCS | 0 |  | ODCC-EL-IGC-0202 | IGC | 2021-12-27 | 108 | 108 | [49 empty] | 108
4565 | CR-40-02 | EPSJ073A6FN3T3 |  | SOCKET | Cable Gland | SEMC Ex CABLE GLAND : 421 - B - 25mm C/WITH: Sealing Washer , Locknut , Earth tag, shroud | 25mm | 1071-O2-EL-PO-018-6018-A0-0-001 | OPEN PACKING LIST | Mashin Sazi Shomal | 6 | PCS | 6 | [55 empty] | 0
4566 | RIB-40-01 | EPSJ073A6FN3T3 |  | SOCKET | Cable Gland | SEMC Ex CABLE GLAND : 421 - B - 25mm C/WITH: Sealing Washer , Locknut , Earth tag, shroud | 25mm | 1071-O2-EL-PO-018-6018-A0-0-001 | OPEN PACKING LIST | Mashin Sazi Shomal | 3 | PCS | 3 | [55 empty] | 0
4567 | RIB-40-02 | EPSJ073A6FN3T3 |  | SOCKET | Cable Gland | SEMC Ex CABLE GLAND : 421 - B - 25mm C/WITH: Sealing Washer , Locknut , Earth tag, shroud | 25mm | 1071-O2-EL-PO-018-6018-A0-0-001 | OPEN PACKING LIST | Mashin Sazi Shomal | 6 | PCS | 6 | [55 empty] | 0
4568 | RIB-40-03 | EPSJ073A6FN3T3 |  | SOCKET | Cable Gland | SEMC Ex CABLE GLAND : 421 - B - 25mm C/WITH: Sealing Washer , Locknut , Earth tag, shroud | 25mm | 1071-O2-EL-PO-018-6018-A0-0-001 | OPEN PACKING LIST | Mashin Sazi Shomal | 3 | PCS | 3 | [55 empty] | 0
4569 | SS-40-03 | EPSJ073A6FN3T3 |  | SOCKET | Cable Gland | SEMC Ex CABLE GLAND : 421 - B - 25mm C/WITH: Sealing Washer , Locknut , Earth tag, shroud | 25mm | 1071-O2-EL-PO-018-6018-A0-0-001 | OPEN PACKING LIST | Mashin Sazi Shomal | 6 | PCS | 6 | [55 empty] | 0
4570 | SS-40-04 | EPSJ073A6FN3T3 |  | SOCKET | Cable Gland | SEMC Ex CABLE GLAND : 421 - B - 25mm C/WITH: Sealing Washer , Locknut , Earth tag, shroud | 25mm | 1071-O2-EL-PO-018-6018-A0-0-001 | OPEN PACKING LIST | Mashin Sazi Shomal | 4 | PCS | 4 | [55 empty] | 0
4571 | SS-40-05 | EPSJ073A6FN3T3 |  | SOCKET | Cable Gland | SEMC Ex CABLE GLAND : 421 - B - 25mm C/WITH: Sealing Washer , Locknut , Earth tag, shroud | 25mm | 1071-O2-EL-PO-018-6018-A0-0-001 | OPEN PACKING LIST | Mashin Sazi Shomal | 6 | PCS | 6 | [55 empty] | 0
4572 | SS-40-09 | EPSJ073A6FN3T3 |  | SOCKET | Cable Gland | SEMC Ex CABLE GLAND : 421 - B - 25mm C/WITH: Sealing Washer , Locknut , Earth tag, shroud | 25mm | 1071-O2-EL-PO-018-6018-A0-0-001 | OPEN PACKING LIST | Mashin Sazi Shomal | 6 | PCS | 6 | [55 empty] | 0
4573 | ALL UNIT | STOPING-PLUG-M25 |  | SOCKET | Plug | SEMC TYPE 800 Exd PLUG - M25 C/WITH: Sealing Washer , Locknut | 25mm | 1071-O2-EL-PO-018-6018-A0-0-001 | OPEN PACKING LIST | Mashin Sazi Shomal | 14 | PCS | 14 | [55 empty] | 0
4574 | ALL UNIT | STOPING-PLUG-M32 |  | SOCKET | Plug | SEMC TYPE 800 Exd PLUG - M32 C/WITH: Sealing Washer , Locknut | 32mm | 1071-O2-EL-PO-018-6018-A0-0-001 | OPEN PACKING LIST | Mashin Sazi Shomal | 40 | PCS | 40 | [55 empty] | 0
4575 | ALL UNIT | STOPING-PLUG-M40 |  | SOCKET | Plug | SEMC TYPE 800 Exd PLUG - M40 C/WITH: Sealing Washer , Locknut | 40mm | 1071-O2-EL-PO-018-6018-A0-0-001 | OPEN PACKING LIST | Mashin Sazi Shomal | 30 | PCS | 30 | [55 empty] | 0
4576 | CR-40-01 | JB LTB 220-3WAY |  | SOCKET | Junction Box | SEMC IND. Junction Box Type LTB 220 | 3WAY | 1071-O2-EL-PO-017-6025-A0-0-001-Rev.01 | OPEN PACKING LIST | Mashin Sazi Shomal | 42 | PCS | 3 |  | ODCC-EL-IGC-0191 | IGC | 2021-10-12 | 39 | 39 | manual | [48 empty] | 39
4577 | CR-40-01 | JB LTB 220-4WAY |  | SOCKET | Junction Box | SEMC IND. Junction Box Type LTB 220 | 4WAY | 1071-O2-EL-PO-017-6025-A0-0-001-Rev.01 | OPEN PACKING LIST | Mashin Sazi Shomal | 8 | PCS | 2 |  | ODCC-EL-IGC-0191 | IGC | 2021-10-12 | 6 | 6 | manual | [48 empty] | 6
4578 | CR-40-01 | GLAND-121-B-25 |  | SOCKET | Cable Gland | SEMC CABLE GLAND 121 - B - 25mm C/With : Sealing Washer , Shroud | 25mm | 1071-O2-EL-PO-017-6025-A0-0-001-Rev.01 | OPEN PACKING LIST | Mashin Sazi Shomal | 8 | PCS | 8 | [55 empty] | 0
4579 | CR-40-01 | GLAND-VBL453-C-32 |  | SOCKET | Cable Gland | SEMC CABLE GLAND VBL453 - C - 32mm C/With : Sealing Washer , Shroud | 32mm | 1071-O2-EL-PO-017-6025-A0-0-001-Rev.01 | OPEN PACKING LIST | Mashin Sazi Shomal | 1 | PCS | 1 | [55 empty] | 0
4580 | CR-40-01 | Floor Socket |  | SOCKET | Reducer | SEMC Type 700 Exd Reducer M32(M) * M25(F) C/With : Sealing Washer | 32 to 25mm | 1071-O2-EL-PO-017-6025-A0-0-001-Rev.01 | OPEN PACKING LIST | Mashin Sazi Shomal | 1 | PCS | 1 | [55 empty] | 0
4581 | CR-40-01 | GLAND-121-B-25 |  | SOCKET | Cable Gland | SEMC CABLE GLAND 121 - B - 25mm C/With : Sealing Washer , Locknut , Shroud | 25mm | 1071-O2-EL-PO-017-6025-A0-0-001-Rev.01 | OPEN PACKING LIST | Mashin Sazi Shomal | 126 | PCS | 9 |  | ODCC-EL-IGC-0191 | IGC | 2021-10-12 | 117 | 117 | manual | [48 empty] | 117
4582 | CR-40-01 | GLAND-121-B-25 |  | SOCKET | Cable Gland | SEMC CABLE GLAND 121 - B - 25mm C/With : Sealing Washer , Locknut , Shroud | 25mm | 1071-O2-EL-PO-017-6025-A0-0-001-Rev.01 | OPEN PACKING LIST | Mashin Sazi Shomal | 32 | PCS | 8 |  | ODCC-EL-IGC-0191 | IGC | 2021-10-12 | 24 | 24 | manual | [48 empty] | 24
4583 | CR-40-01 | LCS-ACC2 |  | SOCKET | Bolt | S.Steel Bolt M6 * 40 With Flat & Spring Washer & Nut M6 | M6*40 | 1071-O2-EL-PO-017-6025-A0-0-001-Rev.01 | OPEN PACKING LIST | Mashin Sazi Shomal | 168 | PCS | 12 |  | ODCC-EL-IGC-0191 | IGC | 2021-10-12 | 156 | 156 | manual | [48 empty] | 156
4584 | CR-40-01 | LCS-ACC2 |  | SOCKET | Bolt | S.Steel Bolt M6 * 40 With Flat & Spring Washer & Nut M6 | M6*40 | 1071-O2-EL-PO-017-6025-A0-0-001-Rev.01 | OPEN PACKING LIST | Mashin Sazi Shomal | 32 | PCS | 8 |  | ODCC-EL-IGC-0191 | IGC | 2021-10-12 | 24 | 24 | manual | [48 empty] | 24
4585 | CR-40-01 | ENSC0731BH4BN000 |  | SOCKET | Convenience Outlet | Ind. Socket 16A / 250V ( Deland ) | 230V | 1071-O2-EL-PO-017-6025-A0-0-001-Rev.01 | OPEN PACKING LIST | Mashin Sazi Shomal | 65 | PCS | 0 |  | ODCC-EL-IGC-0191 | IGC | 2021-10-12 | 65 | 65 | manual | [48 empty] | 65
4586 | CR-40-01 | Floor Soket Outlet 16A |  | SOCKET | Floor Socket | Floor Soket Outlet 16A ( OBO ) | 230V | 1071-O2-EL-PO-017-6025-A0-0-001-Rev.01 | OPEN PACKING LIST | Mashin Sazi Shomal | 4 | PCS | 4 | [55 empty] | 0
4587 | CR-40-02 | JB LTB 220-3WAY |  | SOCKET | Junction Box | SEMC IND. Junction Box Type LTB 220 | 3WAY | 1071-O2-EL-PO-017-6025-A0-0-001-Rev.01 | OPEN PACKING LIST | Mashin Sazi Shomal | 3 | PCS | 1 |  | ODCC-EL-IGC-0191 | IGC | 2021-10-12 | 2 | 2 | manual | [48 empty] | 2
4588 | CR-40-02 | JB LTB 220-3WAY |  | SOCKET | Junction Box | SEMC IND. Junction Box Type LTB 220 | 3WAY | 1071-O2-EL-PO-017-6025-A0-0-001-Rev.01 | OPEN PACKING LIST | Mashin Sazi Shomal | 37 | PCS | 2 |  | ODCC-EL-IGC-0191 | IGC | 2021-10-12 | 35 | 35 | manual | [48 empty] | 35
4589 | CR-40-02 | JB LTB 220-4WAY |  | SOCKET | Junction Box | SEMC IND. Junction Box Type LTB 220 | 4WAY | 1071-O2-EL-PO-017-6025-A0-0-001-Rev.01 | OPEN PACKING LIST | Mashin Sazi Shomal | 6 | PCS | 1 |  | ODCC-EL-IGC-0191 | IGC | 2021-10-12 | 5 | 5 | manual | [48 empty] | 5
4590 | CR-40-02 | GLAND-121-B-25 |  | SOCKET | Cable Gland | SEMC CABLE GLAND 121 - B - 25mm C/With : Sealing Washer , Locknut , Shroud | 25mm | 1071-O2-EL-PO-017-6025-A0-0-001-Rev.01 | OPEN PACKING LIST | Mashin Sazi Shomal | 9 | PCS | 3 |  | ODCC-EL-IGC-0191 | IGC | 2021-10-12 | 6 | 6 | manual | [48 empty] | 6
4591 | CR-40-02 | GLAND-121-B-25 |  | SOCKET | Cable Gland | SEMC CABLE GLAND 121 - B - 25mm C/With : Sealing Washer , Locknut , Shroud | 25mm | 1071-O2-EL-PO-017-6025-A0-0-001-Rev.01 | OPEN PACKING LIST | Mashin Sazi Shomal | 111 | PCS | 6 |  | ODCC-EL-IGC-0191 | IGC | 2021-10-12 | 105 | 105 | manual | [48 empty] | 105
4592 | CR-40-02 | GLAND-121-B-25 |  | SOCKET | Cable Gland | SEMC CABLE GLAND 121 - B - 25mm C/With : Sealing Washer , Locknut , Shroud | 25mm | 1071-O2-EL-PO-017-6025-A0-0-001-Rev.01 | OPEN PACKING LIST | Mashin Sazi Shomal | 24 | PCS | 4 |  | ODCC-EL-IGC-0191 | IGC | 2021-10-12 | 20 | 20 | manual | [48 empty] | 20
4593 | CR-40-02 | LCS-ACC2 |  | SOCKET | Bolt | S.Steel Bolt M6 * 40 With Flat & Spring Washer & Nut M6 | M6*40 | 1071-O2-EL-PO-017-6025-A0-0-001-Rev.01 | OPEN PACKING LIST | Mashin Sazi Shomal | 12 | PCS | 4 |  | ODCC-EL-IGC-0191 | IGC | 2021-10-12 | 8 | 8 | manual | [48 empty] | 8
4594 | CR-40-02 | LCS-ACC2 |  | SOCKET | Bolt | S.Steel Bolt M6 * 40 With Flat & Spring Washer & Nut M6 | M6*40 | 1071-O2-EL-PO-017-6025-A0-0-001-Rev.01 | OPEN PACKING LIST | Mashin Sazi Shomal | 148 | PCS | 8 |  | ODCC-EL-IGC-0191 | IGC | 2021-10-12 | 140 | 140 | manual | [48 empty] | 140
4595 | CR-40-02 | LCS-ACC2 |  | SOCKET | Bolt | S.Steel Bolt M6 * 40 With Flat & Spring Washer & Nut M6 | M6*40 | 1071-O2-EL-PO-017-6025-A0-0-001-Rev.01 | OPEN PACKING LIST | Mashin Sazi Shomal | 24 | PCS | 4 |  | ODCC-EL-IGC-0191 | IGC | 2021-10-12 | 20 | 20 | manual | [48 empty] | 20
4596 | CR-40-02 | ENSC0731BH4BN000 |  | SOCKET | Convenience Outlet | Ind. Socket 16A / 250V ( Deland ) | 230V | 1071-O2-EL-PO-017-6025-A0-0-001-Rev.01 | OPEN PACKING LIST | Mashin Sazi Shomal | 55 | PCS | 3 |  | ODCC-EL-IGC-0191 | IGC | 2021-10-12 | 52 | 52 | manual | [48 empty] | 52
4597 | BD-40-02 | ENSD1351BH4BN000 |  | SOCKET | ADAPTOR | SEMC Type 600 Exd Adaptor 1"Npt(M) * M32(F) C/With : Sealing Washer | 25 to 32mm | 1071-O2-EL-PO-017-6025-A0-0-001-Rev.01 | OPEN PACKING LIST | Mashin Sazi Shomal | 1 | PCS | 1 | [55 empty] | 0
4598 | BD-40-02 | ENSD1351BH4BN000 |  | SOCKET | Cable Gland | SEMC CABLE GLAND 121 - C - 32mm C/With : Sealing Washer , Shroud | 32mm | 1071-O2-EL-PO-017-6025-A0-0-001-Rev.01 | OPEN PACKING LIST | Mashin Sazi Shomal | 1 | PCS | 1 | [55 empty] | 0
4599 | BD-40-02 | ENSD1351BH4BN000 |  | SOCKET | Plug | SEMC Type 800 Exd Plug 1"Npt C/With : Sealing Washer | 25mm | 1071-O2-EL-PO-017-6025-A0-0-001-Rev.01 | OPEN PACKING LIST | Mashin Sazi Shomal | 1 | PCS | 1 | [55 empty] | 0
4600 | BD-40-02 | ENSD1351BH4BN000 |  | SOCKET | Reducer | SEMC Type 700 Exd Reducer M40(M) * 1"Npt(F) C/With : Sealing Washer , Locknut | 40 to 32mm | 1071-O2-EL-PO-017-6025-A0-0-001-Rev.01 | OPEN PACKING LIST | Mashin Sazi Shomal | 1 | PCS | 1 | [55 empty] | 0
4601 | BD-40-02 | ENSD1351BH4BN000 |  | SOCKET | Cable Gland | SEMC CABLE GLAND 121 - D - 50mm C/With : Sealing Washer , Locknut , Shroud | 50mm | 1071-O2-EL-PO-017-6025-A0-0-001-Rev.01 | OPEN PACKING LIST | Mashin Sazi Shomal | 2 | PCS | 2 | [55 empty] | 0
4602 | BD-40-02 | ENSC0731BH4BN000 |  | SOCKET | Reducer | SEMC Type 700 Exd Reducer 3/4'Npt(M) * M20(F) C/With : Sealing Washer | 25 to 20mm | 1071-O2-EL-PO-017-6025-A0-0-001-Rev.01 | OPEN PACKING LIST | Mashin Sazi Shomal | 4 | PCS | 4 | [55 empty] | 0
4603 | BD-40-02 | ENSC0731BH4BN000 |  | SOCKET | Cable Gland | SEMC CABLE GLAND 121 - A - 20mm C/With : Sealing Washer , Shroud | 20mm | 1071-O2-EL-PO-017-6025-A0-0-001-Rev.01 | OPEN PACKING LIST | Mashin Sazi Shomal | 4 | PCS | 4 | [55 empty] | 0
4604 | BD-40-02 | ENSC0731BH4BN000 |  | SOCKET | Plug | SEMC Type 800 Exd Plug 3/4"Npt C/With : Sealing Washer | 20mm | 1071-O2-EL-PO-017-6025-A0-0-001-Rev.01 | OPEN PACKING LIST | Mashin Sazi Shomal | 4 | PCS | 4 | [55 empty] | 0
4605 | BD-40-02 | ENSC0731BH4BN000 |  | SOCKET | ADAPTOR | SEMC Type 600 Exd Adaptor M20(M) * 3/4"Npt(F) C/With : Sealing Washer | 20 to 25mm | 1071-O2-EL-PO-017-6025-A0-0-001-Rev.01 | OPEN PACKING LIST | Mashin Sazi Shomal | 4 | PCS | 4 | [55 empty] | 0
4606 | BD-40-02 | ENSC0731BH4BN000 |  | SOCKET | Cable Gland | SEMC CABLE GLAND 121 - B - 25mm C/With : Sealing Washer , Shroud | 25mm | 1071-O2-EL-PO-017-6025-A0-0-001-Rev.01 | OPEN PACKING LIST | Mashin Sazi Shomal | 8 | PCS | 8 | [55 empty] | 0
4607 | BD-40-02 | ENSD1351BH4BN000 |  | SOCKET | welding socket | SEMC TYPE Industrial Junction box SPM 330 With Coupled SEMC TYPE Industrial Socket & plug 63A , 4pole(3PH+PE) | 400V | 1071-O2-EL-PO-017-6025-A0-0-001-Rev.01 | OPEN PACKING LIST | Mashin Sazi Shomal | 1 | PCS | 1 | [55 empty] | 0
4608 | BD-40-02 | ENSD1351AI5FN000-LCS-ACC3 |  | SOCKET | Bolt | S.Steel Bolt M8 * 40 C/With: Spring Washer & Flat Washer & Nut M8 | M8*40 | 1071-O2-EL-PO-017-6025-A0-0-001-Rev.01 | OPEN PACKING LIST | Mashin Sazi Shomal | 4 | PCS | 4 | [55 empty] | 0
4609 | BD-40-10 | JB LTB 220-3WAY |  | SOCKET | Junction Box | SEMC IND. Junction Box Type LTB 220 | 3WAY | 1071-O2-EL-PO-017-6025-A0-0-001-Rev.01 | OPEN PACKING LIST | Mashin Sazi Shomal | 16 | PCS | 16 | [55 empty] | 0
4610 | BD-40-10 | ENSD1351AI5FN000 |  | SOCKET | ADAPTOR | SEMC Type 600 Exd Adaptor 1"Npt(M) * M32(F) C/With : Sealing Washer | 25 to 32mm | 1071-O2-EL-PO-017-6025-A0-0-001-Rev.01 | OPEN PACKING LIST | Mashin Sazi Shomal | 4 | PCS | 4 | [55 empty] | 0
4611 | BD-40-10 | ENSD1351AI5FN000 |  | SOCKET | Cable Gland | SEMC CABLE GLAND 121 - C - 32mm C/With : Sealing Washer , Shroud | 32mm | 1071-O2-EL-PO-017-6025-A0-0-001-Rev.01 | OPEN PACKING LIST | Mashin Sazi Shomal | 4 | PCS | 4 | [55 empty] | 0
4612 | BD-40-10 | ENSD1351AI5FN000 |  | SOCKET | Plug | SEMC Type 800 Exd Plug 1"Npt C/With : Sealing Washer | 25mm | 1071-O2-EL-PO-017-6025-A0-0-001-Rev.01 | OPEN PACKING LIST | Mashin Sazi Shomal | 4 | PCS | 4 | [55 empty] | 0
4613 | BD-40-10 | ENSD1351AI5FN000 |  | SOCKET | Reducer | SEMC Type 700 Exd Reducer M40(M) * 1"Npt(F) C/With : Sealing Washer , Locknut | 40 to 32mm | 1071-O2-EL-PO-017-6025-A0-0-001-Rev.01 | OPEN PACKING LIST | Mashin Sazi Shomal | 4 | PCS | 4 | [55 empty] | 0
4614 | BD-40-10 | ENSD1351AI5FN000 |  | SOCKET | Cable Gland | SEMC CABLE GLAND 121 - D - 50mm C/With : Sealing Washer , Locknut , Shroud | 50mm | 1071-O2-EL-PO-017-6025-A0-0-001-Rev.01 | OPEN PACKING LIST | Mashin Sazi Shomal | 8 | PCS | 8 | [55 empty] | 0
4615 | BD-40-10 | ENSC0931AI5FN000 |  | SOCKET | Reducer | SEMC Type 700 Exd Reducer 3/4'Npt(M) * M20(F) C/With : Sealing Washer | 25 to 20mm | 1071-O2-EL-PO-017-6025-A0-0-001-Rev.01 | OPEN PACKING LIST | Mashin Sazi Shomal | 11 | PCS | 11 | [55 empty] | 0
4616 | BD-40-10 | ENSC0931AI5FN000 |  | SOCKET | Cable Gland | SEMC CABLE GLAND 121 - A - 20mm C/With : Sealing Washer , Shroud | 20mm | 1071-O2-EL-PO-017-6025-A0-0-001-Rev.01 | OPEN PACKING LIST | Mashin Sazi Shomal | 11 | PCS | 11 | [55 empty] | 0
4617 | BD-40-10 | ENSC0931AI5FN000 |  | SOCKET | Plug | SEMC Type 800 Exd Plug 3/4"Npt C/With : Sealing Washer | 20mm | 1071-O2-EL-PO-017-6025-A0-0-001-Rev.01 | OPEN PACKING LIST | Mashin Sazi Shomal | 11 | PCS | 11 | [55 empty] | 0
4618 | BD-40-10 | ENSC0931AI5FN000 |  | SOCKET | ADAPTOR | SEMC Type 600 Exd Adaptor M20(M) * 3/4"Npt(F) C/With : Sealing Washer | 20 to 25mm | 1071-O2-EL-PO-017-6025-A0-0-001-Rev.01 | OPEN PACKING LIST | Mashin Sazi Shomal | 11 | PCS | 11 | [55 empty] | 0
4619 | BD-40-10 | ENSC0731AI5FN000 |  | SOCKET | Cable Gland | SEMC CABLE GLAND 121 - B - 25mm C/With : Sealing Washer , Shroud | 25mm | 1071-O2-EL-PO-017-6025-A0-0-001-Rev.01 | OPEN PACKING LIST | Mashin Sazi Shomal | 22 | PCS | 22 | [55 empty] | 0
4620 | BD-40-10 | GLAND-121-B-25 |  | SOCKET | Cable Gland | SEMC CABLE GLAND 121 - B - 25mm C/With : Sealing Washer , Locknut , Shroud | 25mm | 1071-O2-EL-PO-017-6025-A0-0-001-Rev.01 | OPEN PACKING LIST | Mashin Sazi Shomal | 48 | PCS | 48 | [55 empty] | 0
4621 | BD-40-10 | LCS-ACC2 |  | SOCKET | Bolt | S.Steel Bolt M6 * 40 With Flat & Spring Washer & Nut M6 | M6*40 | 1071-O2-EL-PO-017-6025-A0-0-001-Rev.01 | OPEN PACKING LIST | Mashin Sazi Shomal | 48 | PCS | 48 | [55 empty] | 0
4622 | BD-40-10 | ENSD1351AI5FN000 |  | SOCKET | welding socket | SEMC TYPE Industrial Junction box SPM 330 With Coupled SEMC TYPE Industrial Socket & plug 63A , 4pole(3PH+PE) | 400V | 1071-O2-EL-PO-017-6025-A0-0-001-Rev.01 | OPEN PACKING LIST | Mashin Sazi Shomal | 4 | PCS | 4 | [55 empty] | 0
4623 | BD-40-10 | ENSD1351AI5FN000-LCS-ACC3 |  | SOCKET | Bolt | S.Steel Bolt M8 * 40 C/With: Spring Washer & Flat Washer & Nut M8 | M8*40 | 1071-O2-EL-PO-017-6025-A0-0-001-Rev.01 | OPEN PACKING LIST | Mashin Sazi Shomal | 4 | PCS | 4 | [55 empty] | 0
4624 | BD-40-10 | ENSD1351AI5FN000-LCS-ACC3 |  | SOCKET | Bolt | S.Steel Bolt M8 * 40 C/With: Spring Washer & Flat Washer & Nut M8 | M8*40 | 1071-O2-EL-PO-017-6025-A0-0-001-Rev.01 | OPEN PACKING LIST | Mashin Sazi Shomal | 4 | PCS | 4 | [55 empty] | 0
4625 | BD-40-10 | ENSD1351AI5FN000-LCS-ACC3 |  | SOCKET | Bolt | S.Steel Bolt M8 * 40 C/With: Spring Washer & Flat Washer & Nut M8 | M8*40 | 1071-O2-EL-PO-017-6025-A0-0-001-Rev.01 | OPEN PACKING LIST | Mashin Sazi Shomal | 4 | PCS | 4 | [55 empty] | 0
4626 | BD-40-10 | ENSD1351AI5FN000-LCS-ACC3 |  | SOCKET | Bolt | S.Steel Bolt M8 * 40 C/With: Spring Washer & Flat Washer & Nut M8 | M8*40 | 1071-O2-EL-PO-017-6025-A0-0-001-Rev.01 | OPEN PACKING LIST | Mashin Sazi Shomal | 4 | PCS | 4 | [55 empty] | 0
4627 | BD-40-11 | JB LTB 220-3WAY |  | SOCKET | Junction Box | SEMC IND. Junction Box Type LTB 220 | 3WAY | 1071-O2-EL-PO-017-6025-A0-0-001-Rev.01 | OPEN PACKING LIST | Mashin Sazi Shomal | 9 | PCS | 9 | [55 empty] | 0
4628 | BD-40-11 | ENSD1351AI5FN000 |  | SOCKET | ADAPTOR | SEMC Type 600 Exd Adaptor 1"Npt(M) * M32(F) C/With : Sealing Washer | 25 to 32mm | 1071-O2-EL-PO-017-6025-A0-0-001-Rev.01 | OPEN PACKING LIST | Mashin Sazi Shomal | 2 | PCS | 2 | [55 empty] | 0
4629 | BD-40-11 | ENSD1351AI5FN000 |  | SOCKET | Cable Gland | SEMC CABLE GLAND 121 - C - 32mm C/With : Sealing Washer , Shroud | 32mm | 1071-O2-EL-PO-017-6025-A0-0-001-Rev.01 | OPEN PACKING LIST | Mashin Sazi Shomal | 2 | PCS | 2 | [55 empty] | 0
4630 | BD-40-11 | ENSD1351AI5FN000 |  | SOCKET | Plug | SEMC Type 800 Exd Plug 1"Npt C/With : Sealing Washer | 25mm | 1071-O2-EL-PO-017-6025-A0-0-001-Rev.01 | OPEN PACKING LIST | Mashin Sazi Shomal | 2 | PCS | 2 | [55 empty] | 0
4631 | BD-40-11 | ENSD1351AI5FN000 |  | SOCKET | Reducer | SEMC Type 700 Exd Reducer M40(M) * 1"Npt(F) C/With : Sealing Washer , Locknut | 40 to 32mm | 1071-O2-EL-PO-017-6025-A0-0-001-Rev.01 | OPEN PACKING LIST | Mashin Sazi Shomal | 2 | PCS | 2 | [55 empty] | 0
4632 | BD-40-11 | ENSD1351AI5FN000 |  | SOCKET | Cable Gland | SEMC CABLE GLAND 121 - D - 50mm C/With : Sealing Washer , Locknut , Shroud | 50mm | 1071-O2-EL-PO-017-6025-A0-0-001-Rev.01 | OPEN PACKING LIST | Mashin Sazi Shomal | 4 | PCS | 4 | [55 empty] | 0
4633 | BD-40-11 | ENSC0931AI5FN000 |  | SOCKET | Reducer | SEMC Type 700 Exd Reducer 3/4'Npt(M) * M20(F) C/With : Sealing Washer | 25 to 20mm | 1071-O2-EL-PO-017-6025-A0-0-001-Rev.01 | OPEN PACKING LIST | Mashin Sazi Shomal | 6 | PCS | 6 | [55 empty] | 0
4634 | BD-40-11 | ENSC0931AI5FN000 |  | SOCKET | Cable Gland | SEMC CABLE GLAND 121 - A - 20mm C/With : Sealing Washer , Shroud | 20mm | 1071-O2-EL-PO-017-6025-A0-0-001-Rev.01 | OPEN PACKING LIST | Mashin Sazi Shomal | 6 | PCS | 6 | [55 empty] | 0
4635 | BD-40-11 | ENSC0931AI5FN000 |  | SOCKET | Plug | SEMC Type 800 Exd Plug 3/4"Npt C/With : Sealing Washer | 20mm | 1071-O2-EL-PO-017-6025-A0-0-001-Rev.01 | OPEN PACKING LIST | Mashin Sazi Shomal | 6 | PCS | 6 | [55 empty] | 0
4636 | BD-40-11 | ENSC0931AI5FN000 |  | SOCKET | ADAPTOR | SEMC Type 600 Exd Adaptor M20(M) * 3/4"Npt(F) C/With : Sealing Washer | 20 to 25mm | 1071-O2-EL-PO-017-6025-A0-0-001-Rev.01 | OPEN PACKING LIST | Mashin Sazi Shomal | 6 | PCS | 6 | [55 empty] | 0
4637 | BD-40-11 | ENSC0731AI5FN000 |  | SOCKET | Cable Gland | SEMC CABLE GLAND 121 - B - 25mm C/With : Sealing Washer , Shroud | 25mm | 1071-O2-EL-PO-017-6025-A0-0-001-Rev.01 | OPEN PACKING LIST | Mashin Sazi Shomal | 12 | PCS | 12 | [55 empty] | 0
4638 | BD-40-11 | GLAND-121-B-25 |  | SOCKET | Cable Gland | SEMC CABLE GLAND 121 - B - 25mm C/With : Sealing Washer , Locknut , Shroud | 25mm | 1071-O2-EL-PO-017-6025-A0-0-001-Rev.01 | OPEN PACKING LIST | Mashin Sazi Shomal | 27 | PCS | 27 | [55 empty] | 0
4639 | BD-40-11 | LCS-ACC2 |  | SOCKET | Bolt | S.Steel Bolt M6 * 40 With Flat & Spring Washer & Nut M6 | M6*40 | 1071-O2-EL-PO-017-6025-A0-0-001-Rev.01 | OPEN PACKING LIST | Mashin Sazi Shomal | 36 | PCS | 36 | [55 empty] | 0
4640 | BD-40-11 | ENSD1351AI5FN000 |  | SOCKET | welding socket | SEMC TYPE Industrial Junction box SPM 330 With Coupled SEMC TYPE Industrial Socket & plug 63A , 4pole(3PH+PE) | 400V | 1071-O2-EL-PO-017-6025-A0-0-001-Rev.01 | OPEN PACKING LIST | Mashin Sazi Shomal | 2 | PCS | 2 | [55 empty] | 0
4641 | BD-40-11 | ENSD1351AI5FN000-LCS-ACC3 |  | SOCKET | Bolt | S.Steel Bolt M8 * 40 C/With: Spring Washer & Flat Washer & Nut M8 | M8*40 | 1071-O2-EL-PO-017-6025-A0-0-001-Rev.01 | OPEN PACKING LIST | Mashin Sazi Shomal | 4 | PCS | 4 | [55 empty] | 0
4642 | BD-40-11 | ENSD1351AI5FN000-LCS-ACC3 |  | SOCKET | Bolt | S.Steel Bolt M8 * 40 C/With: Spring Washer & Flat Washer & Nut M8 | M8*40 | 1071-O2-EL-PO-017-6025-A0-0-001-Rev.01 | OPEN PACKING LIST | Mashin Sazi Shomal | 4 | PCS | 4 | [55 empty] | 0
4643 | BD-40-12 | JB LTB 220-3WAY |  | SOCKET | Junction Box | SEMC IND. Junction Box Type LTB 220 | 3WAY | 1071-O2-EL-PO-017-6025-A0-0-001-Rev.01 | OPEN PACKING LIST | Mashin Sazi Shomal | 9 | PCS | 9 | [55 empty] | 0
4644 | BD-40-12 | ENSC0931AI5FN000 |  | SOCKET | Reducer | SEMC Type 700 Exd Reducer 3/4'Npt(M) * M20(F) C/With : Sealing Washer | 25 to 20mm | 1071-O2-EL-PO-017-6025-A0-0-001-Rev.01 | OPEN PACKING LIST | Mashin Sazi Shomal | 2 | PCS | 2 | [55 empty] | 0
4645 | BD-40-12 | ENSC0931AI5FN000 |  | SOCKET | Cable Gland | SEMC CABLE GLAND 121 - A - 20mm C/With : Sealing Washer , Shroud | 20mm | 1071-O2-EL-PO-017-6025-A0-0-001-Rev.01 | OPEN PACKING LIST | Mashin Sazi Shomal | 2 | PCS | 2 | [55 empty] | 0
4646 | BD-40-12 | ENSC0931AI5FN000 |  | SOCKET | Plug | SEMC Type 800 Exd Plug 3/4"Npt C/With : Sealing Washer | 20mm | 1071-O2-EL-PO-017-6025-A0-0-001-Rev.01 | OPEN PACKING LIST | Mashin Sazi Shomal | 2 | PCS | 2 | [55 empty] | 0
4647 | BD-40-12 | ENSC0931AI5FN000 |  | SOCKET | ADAPTOR | SEMC Type 600 Exd Adaptor M20(M) * 3/4"Npt(F) C/With : Sealing Washer | 20 to 25mm | 1071-O2-EL-PO-017-6025-A0-0-001-Rev.01 | OPEN PACKING LIST | Mashin Sazi Shomal | 2 | PCS | 2 | [55 empty] | 0
4648 | BD-40-12 | ENSC0731AI5FN000 |  | SOCKET | Cable Gland | SEMC CABLE GLAND 121 - B - 25mm C/With : Sealing Washer , Shroud | 25mm | 1071-O2-EL-PO-017-6025-A0-0-001-Rev.01 | OPEN PACKING LIST | Mashin Sazi Shomal | 4 | PCS | 4 | [55 empty] | 0
4649 | BD-40-12 | GLAND-121-B-25 |  | SOCKET | Cable Gland | SEMC CABLE GLAND 121 - B - 25mm C/With : Sealing Washer , Locknut , Shroud | 25mm | 1071-O2-EL-PO-017-6025-A0-0-001-Rev.01 | OPEN PACKING LIST | Mashin Sazi Shomal | 27 | PCS | 27 | [55 empty] | 0
4650 | BD-40-12 | LCS-ACC2 |  | SOCKET | Bolt | S.Steel Bolt M6 * 40 With Flat & Spring Washer & Nut M6 | M6*40 | 1071-O2-EL-PO-017-6025-A0-0-001-Rev.01 | OPEN PACKING LIST | Mashin Sazi Shomal | 36 | PCS | 36 | [55 empty] | 0
4651 | CR-40-03 | JB LTB 220-3WAY |  | SOCKET | Junction Box | SEMC IND. Junction Box Type LTB 220 | 3WAY | 1071-O2-EL-PO-017-6025-A0-0-001-Rev.01 | OPEN PACKING LIST | Mashin Sazi Shomal | 18 | PCS | 1 |  | ODCC-EL-IGC-0191 | IGC | 2021-10-12 | 17 | 17 | manual | [48 empty] | 17
4652 | CR-40-03 | JB LTB 220-4WAY |  | SOCKET | Junction Box | SEMC IND. Junction Box Type LTB 220 | 4WAY | 1071-O2-EL-PO-017-6025-A0-0-001-Rev.01 | OPEN PACKING LIST | Mashin Sazi Shomal | 8 | PCS | 1 |  | ODCC-EL-IGC-0191 | IGC | 2021-10-12 | 7 | 7 | manual | [48 empty] | 7
4653 | CR-40-03 | GLAND-121-B-25 |  | SOCKET | Cable Gland | SEMC CABLE GLAND 121 - B - 25mm C/With : Sealing Washer , Locknut , Shroud | 25mm | 1071-O2-EL-PO-017-6025-A0-0-001-Rev.01 | OPEN PACKING LIST | Mashin Sazi Shomal | 54 | PCS | 3 |  | ODCC-EL-IGC-0191 | IGC | 2021-10-12 | 51 | 51 | manual | [48 empty] | 51
4654 | CR-40-03 | GLAND-121-B-25 |  | SOCKET | Cable Gland | SEMC CABLE GLAND 121 - B - 25mm C/With : Sealing Washer , Locknut , Shroud | 25mm | 1071-O2-EL-PO-017-6025-A0-0-001-Rev.01 | OPEN PACKING LIST | Mashin Sazi Shomal | 32 | PCS | 4 |  | ODCC-EL-IGC-0191 | IGC | 2021-10-12 | 28 | 28 | manual | [48 empty] | 28
4655 | CR-40-03 | LCS-ACC2 |  | SOCKET | Bolt | S.Steel Bolt M6 * 40 With Flat & Spring Washer & Nut M6 | M6*40 | 1071-O2-EL-PO-017-6025-A0-0-001-Rev.01 | OPEN PACKING LIST | Mashin Sazi Shomal | 72 | PCS | 4 |  | ODCC-EL-IGC-0191 | IGC | 2021-10-12 | 68 | 68 | manual | [48 empty] | 68
4656 | CR-40-03 | LCS-ACC2 |  | SOCKET | Bolt | S.Steel Bolt M6 * 40 With Flat & Spring Washer & Nut M6 | M6*40 | 1071-O2-EL-PO-017-6025-A0-0-001-Rev.01 | OPEN PACKING LIST | Mashin Sazi Shomal | 32 | PCS | 4 |  | ODCC-EL-IGC-0191 | IGC | 2021-10-12 | 28 | 28 | manual | [48 empty] | 28
4657 | CR-40-03 | ENSC0731BH4BN000 |  | SOCKET | Convenience Outlet | Ind. Socket 16A / 250V ( Deland ) | 230V | 1071-O2-EL-PO-017-6025-A0-0-001-Rev.01 | OPEN PACKING LIST | Mashin Sazi Shomal | 40 | PCS | 2 |  | ODCC-EL-IGC-0191 | IGC | 2021-10-12 | 38 | 38 | manual | [48 empty] | 38
4658 | RIB-40-01 | JB LTB 220-3WAY |  | SOCKET | Junction Box | SEMC IND. Junction Box Type LTB 220 | 3WAY | 1071-O2-EL-PO-017-6025-A0-0-001-Rev.01 | OPEN PACKING LIST | Mashin Sazi Shomal | 4 | PCS | 0 |  | ODCC-EL-IGC-0191 | IGC | 2021-10-12 | 4 | 4 | manual | [48 empty] | 4
4659 | RIB-40-01 | JB LTB 220-4WAY |  | SOCKET | Junction Box | SEMC IND. Junction Box Type LTB 220 | 4WAY | 1071-O2-EL-PO-017-6025-A0-0-001-Rev.01 | OPEN PACKING LIST | Mashin Sazi Shomal | 1 | PCS | 0 |  | ODCC-EL-IGC-0191 | IGC | 2021-10-12 | 1 | 1 | manual | [48 empty] | 1
4660 | RIB-40-01 | GLAND-121-B-25 |  | SOCKET | Cable Gland | SEMC CABLE GLAND 121 - B - 25mm C/With : Sealing Washer , Locknut , Shroud | 25mm | 1071-O2-EL-PO-017-6025-A0-0-001-Rev.01 | OPEN PACKING LIST | Mashin Sazi Shomal | 12 | PCS | 0 |  | ODCC-EL-IGC-0191 | IGC | 2021-10-12 | 12 | 12 | manual | [48 empty] | 12
4661 | RIB-40-01 | GLAND-121-B-25 |  | SOCKET | Cable Gland | SEMC CABLE GLAND 121 - B - 25mm C/With : Sealing Washer , Locknut , Shroud | 25mm | 1071-O2-EL-PO-017-6025-A0-0-001-Rev.01 | OPEN PACKING LIST | Mashin Sazi Shomal | 4 | PCS | 0 |  | ODCC-EL-IGC-0191 | IGC | 2021-10-12 | 4 | 4 | manual | [48 empty] | 4
4662 | RIB-40-01 | LCS-ACC2 |  | SOCKET | Bolt | S.Steel Bolt M6 * 40 With Flat & Spring Washer & Nut M6 | M6*40 | 1071-O2-EL-PO-017-6025-A0-0-001-Rev.01 | OPEN PACKING LIST | Mashin Sazi Shomal | 16 | PCS | 0 |  | ODCC-EL-IGC-0191 | IGC | 2021-10-12 | 16 | 16 | manual | [48 empty] | 16
4663 | RIB-40-01 | LCS-ACC2 |  | SOCKET | Bolt | S.Steel Bolt M6 * 40 With Flat & Spring Washer & Nut M6 | M6*40 | 1071-O2-EL-PO-017-6025-A0-0-001-Rev.01 | OPEN PACKING LIST | Mashin Sazi Shomal | 4 | PCS | 0 |  | ODCC-EL-IGC-0191 | IGC | 2021-10-12 | 4 | 4 | manual | [48 empty] | 4
4664 | RIB-40-01 | ENSC0731BH4BN000 |  | SOCKET | Convenience Outlet | Ind. Socket 16A / 250V ( Deland ) | 230V | 1071-O2-EL-PO-017-6025-A0-0-001-Rev.01 | OPEN PACKING LIST | Mashin Sazi Shomal | 9 | PCS | 1 |  | ODCC-EL-IGC-0191 | IGC | 2021-10-12 | 8 | 8 | manual | [48 empty] | 8
4665 | RIB-40-02 | JB LTB 220-3WAY |  | SOCKET | Junction Box | SEMC IND. Junction Box Type LTB 220 | 3WAY | 1071-O2-EL-PO-017-6025-A0-0-001-Rev.01 | OPEN PACKING LIST | Mashin Sazi Shomal | 6 | PCS | 0 |  | ODCC-EL-IGC-0191 | IGC | 2021-10-12 | 6 | 6 | manual | [48 empty] | 6
4666 | RIB-40-02 | JB LTB 220-4WAY |  | SOCKET | Junction Box | SEMC IND. Junction Box Type LTB 220 | 4WAY | 1071-O2-EL-PO-017-6025-A0-0-001-Rev.01 | OPEN PACKING LIST | Mashin Sazi Shomal | 1 | PCS | 0 |  | ODCC-EL-IGC-0191 | IGC | 2021-10-12 | 1 | 1 | manual | [48 empty] | 1
4667 | RIB-40-02 | GLAND-121-B-25 |  | SOCKET | Cable Gland | SEMC CABLE GLAND 121 - B - 25mm C/With : Sealing Washer , Locknut , Shroud | 25mm | 1071-O2-EL-PO-017-6025-A0-0-001-Rev.01 | OPEN PACKING LIST | Mashin Sazi Shomal | 18 | PCS | 0 |  | ODCC-EL-IGC-0191 | IGC | 2021-10-12 | 18 | 18 | manual | [48 empty] | 18
4668 | RIB-40-02 | GLAND-121-B-25 |  | SOCKET | Cable Gland | SEMC CABLE GLAND 121 - B - 25mm C/With : Sealing Washer , Locknut , Shroud | 25mm | 1071-O2-EL-PO-017-6025-A0-0-001-Rev.01 | OPEN PACKING LIST | Mashin Sazi Shomal | 4 | PCS | 0 |  | ODCC-EL-IGC-0191 | IGC | 2021-10-12 | 4 | 4 | manual | [48 empty] | 4
4669 | RIB-40-02 | LCS-ACC2 |  | SOCKET | Bolt | S.Steel Bolt M6 * 40 With Flat & Spring Washer & Nut M6 | M6*40 | 1071-O2-EL-PO-017-6025-A0-0-001-Rev.01 | OPEN PACKING LIST | Mashin Sazi Shomal | 24 | PCS | 0 |  | ODCC-EL-IGC-0191 | IGC | 2021-10-12 | 24 | 24 | manual | [48 empty] | 24
4670 | RIB-40-02 | LCS-ACC2 |  | SOCKET | Bolt | S.Steel Bolt M6 * 40 With Flat & Spring Washer & Nut M6 | M6*40 | 1071-O2-EL-PO-017-6025-A0-0-001-Rev.01 | OPEN PACKING LIST | Mashin Sazi Shomal | 4 | PCS | 0 |  | ODCC-EL-IGC-0191 | IGC | 2021-10-12 | 4 | 4 | manual | [48 empty] | 4
4671 | RIB-40-02 | ENSC0731BH4BN000 |  | SOCKET | Convenience Outlet | Ind. Socket 16A / 250V ( Deland ) | 230V | 1071-O2-EL-PO-017-6025-A0-0-001-Rev.01 | OPEN PACKING LIST | Mashin Sazi Shomal | 11 | PCS | 1 |  | ODCC-EL-IGC-0191 | IGC | 2021-10-12 | 10 | 10 | manual | [48 empty] | 10
4672 | RIB-40-03 | JB LTB 220-3WAY |  | SOCKET | Junction Box | SEMC IND. Junction Box Type LTB 220 | 3WAY | 1071-O2-EL-PO-017-6025-A0-0-001-Rev.01 | OPEN PACKING LIST | Mashin Sazi Shomal | 8 | PCS | 1 |  | ODCC-EL-IGC-0191 | IGC | 2021-10-12 | 7 | 7 | manual | [48 empty] | 7
4673 | RIB-40-03 | JB LTB 220-4WAY |  | SOCKET | Junction Box | SEMC IND. Junction Box Type LTB 220 | 4WAY | 1071-O2-EL-PO-017-6025-A0-0-001-Rev.01 | OPEN PACKING LIST | Mashin Sazi Shomal | 1 | PCS | 0 |  | ODCC-EL-IGC-0191 | IGC | 2021-10-12 | 1 | 1 | manual | [48 empty] | 1
4674 | RIB-40-03 | GLAND-121-B-25 |  | SOCKET | Cable Gland | SEMC CABLE GLAND 121 - B - 25mm C/With : Sealing Washer , Locknut , Shroud | 25mm | 1071-O2-EL-PO-017-6025-A0-0-001-Rev.01 | OPEN PACKING LIST | Mashin Sazi Shomal | 24 | PCS | 3 |  | ODCC-EL-IGC-0191 | IGC | 2021-10-12 | 21 | 21 | manual | [48 empty] | 21
4675 | RIB-40-03 | GLAND-121-B-25 |  | SOCKET | Cable Gland | SEMC CABLE GLAND 121 - B - 25mm C/With : Sealing Washer , Locknut , Shroud | 25mm | 1071-O2-EL-PO-017-6025-A0-0-001-Rev.01 | OPEN PACKING LIST | Mashin Sazi Shomal | 4 | PCS | 0 |  | ODCC-EL-IGC-0191 | IGC | 2021-10-12 | 4 | 4 | manual | [48 empty] | 4
4676 | RIB-40-03 | LCS-ACC2 |  | SOCKET | Bolt | S.Steel Bolt M6 * 40 With Flat & Spring Washer & Nut M6 | M6*40 | 1071-O2-EL-PO-017-6025-A0-0-001-Rev.01 | OPEN PACKING LIST | Mashin Sazi Shomal | 32 | PCS | 4 |  | ODCC-EL-IGC-0191 | IGC | 2021-10-12 | 28 | 28 | manual | [48 empty] | 28
4677 | RIB-40-03 | LCS-ACC2 |  | SOCKET | Bolt | S.Steel Bolt M6 * 40 With Flat & Spring Washer & Nut M6 | M6*40 | 1071-O2-EL-PO-017-6025-A0-0-001-Rev.01 | OPEN PACKING LIST | Mashin Sazi Shomal | 4 | PCS | 0 |  | ODCC-EL-IGC-0191 | IGC | 2021-10-12 | 4 | 4 | manual | [48 empty] | 4
4678 | RIB-40-03 | ENSC0731BH4BN000 |  | SOCKET | Convenience Outlet | Ind. Socket 16A / 250V ( Deland ) | 230V | 1071-O2-EL-PO-017-6025-A0-0-001-Rev.01 | OPEN PACKING LIST | Mashin Sazi Shomal | 12 | PCS | 1 |  | ODCC-EL-IGC-0191 | IGC | 2021-10-12 | 11 | 11 | manual | [48 empty] | 11
4679 | SS-40-03 | JB LTB 220-3WAY |  | SOCKET | Junction Box | SEMC IND. Junction Box Type LTB 220 | 3WAY | 1071-O2-EL-PO-017-6025-A0-0-001-Rev.01 | OPEN PACKING LIST | Mashin Sazi Shomal | 10 | PCS | 0 |  | ODCC-EL-IGC-0191 | IGC | 2021-10-12 | 10 | 10 | manual | [48 empty] | 10
4680 | SS-40-03 | ENSD1351AI5FN000 |  | SOCKET | ADAPTOR | SEMC Type 600 Exd Adaptor 1"Npt(M) * M32(F) C/With : Sealing Washer | 25 to 32mm | 1071-O2-EL-PO-017-6025-A0-0-001-Rev.01 | OPEN PACKING LIST | Mashin Sazi Shomal | 2 | PCS | 0 |  | ODCC-EL-IGC-0191 | IGC | 2021-11-02 | 2 | 2 | manual | [48 empty] | 2
4681 | SS-40-03 | ENSD1351AI5FN000 |  | SOCKET | Cable Gland | SEMC CABLE GLAND 121 - C - 32mm C/With : Sealing Washer , Shroud | 32mm | 1071-O2-EL-PO-017-6025-A0-0-001-Rev.01 | OPEN PACKING LIST | Mashin Sazi Shomal | 2 | PCS | 0 |  | ODCC-EL-IGC-0191 | IGC | 2021-11-02 | 2 | 2 | manual | [48 empty] | 2
4682 | SS-40-03 | ENSD1351AI5FN000 |  | SOCKET | Plug | SEMC Type 800 Exd Plug 1"Npt C/With : Sealing Washer | 25mm | 1071-O2-EL-PO-017-6025-A0-0-001-Rev.01 | OPEN PACKING LIST | Mashin Sazi Shomal | 2 | PCS | 0 |  | ODCC-EL-IGC-0191 | IGC | 2021-11-02 | 2 | 2 | manual | [48 empty] | 2
4683 | SS-40-03 | ENSD1351AI5FN000 |  | SOCKET | Reducer | SEMC Type 700 Exd Reducer M40(M) * 1"Npt(F) C/With : Sealing Washer , Locknut | 40 to 25mm | 1071-O2-EL-PO-017-6025-A0-0-001-Rev.01 | OPEN PACKING LIST | Mashin Sazi Shomal | 2 | PCS | 0 |  | ODCC-EL-IGC-0191 | IGC | 2021-11-02 | 2 | 2 | manual | [48 empty] | 2
4684 | SS-40-03 | ENSD1351AI5FN000 |  | SOCKET | Cable Gland | SEMC CABLE GLAND 121 - D - 50mm C/With : Sealing Washer , Locknut , Shroud | 50mm | 1071-O2-EL-PO-017-6025-A0-0-001-Rev.01 | OPEN PACKING LIST | Mashin Sazi Shomal | 4 | PCS | 0 |  | ODCC-EL-IGC-0191 | IGC | 2021-11-02 | 4 | 4 | manual | [48 empty] | 4
4685 | SS-40-03 | ENSD1351BH4BN000 |  | SOCKET | ADAPTOR | SEMC Type 600 Exd Adaptor 1"Npt(M) * M32(F) C/With : Sealing Washer | 25 to 32mm | 1071-O2-EL-PO-017-6025-A0-0-001-Rev.01 | OPEN PACKING LIST | Mashin Sazi Shomal | 2 | PCS | 0 |  | ODCC-EL-IGC-0191 | IGC | 2021-11-02 | 2 | 2 | manual | [48 empty] | 2
4686 | SS-40-03 | ENSD1351BH4BN000 |  | SOCKET | Cable Gland | SEMC CABLE GLAND 121 - C - 32mm C/With : Sealing Washer , Shroud | 32mm | 1071-O2-EL-PO-017-6025-A0-0-001-Rev.01 | OPEN PACKING LIST | Mashin Sazi Shomal | 2 | PCS | 0 |  | ODCC-EL-IGC-0191 | IGC | 2021-11-02 | 2 | 2 | manual | [48 empty] | 2
4687 | SS-40-03 | ENSD1351BH4BN000 |  | SOCKET | Plug | SEMC Type 800 Exd Plug 1"Npt C/With : Sealing Washer | 25mm | 1071-O2-EL-PO-017-6025-A0-0-001-Rev.01 | OPEN PACKING LIST | Mashin Sazi Shomal | 2 | PCS | 0 |  | ODCC-EL-IGC-0191 | IGC | 2021-11-02 | 2 | 2 | manual | [48 empty] | 2
4688 | SS-40-03 | ENSD1351BH4BN000 |  | SOCKET | Reducer | SEMC Type 700 Exd Reducer M40(M) * 1"Npt(F) C/With : Sealing Washer , Locknut | 40 to 25mm | 1071-O2-EL-PO-017-6025-A0-0-001-Rev.01 | OPEN PACKING LIST | Mashin Sazi Shomal | 2 | PCS | 0 |  | ODCC-EL-IGC-0191 | IGC | 2021-11-02 | 2 | 2 | manual | [48 empty] | 2
4689 | SS-40-03 | ENSD1351BH4BN000 |  | SOCKET | Cable Gland | SEMC CABLE GLAND 121 - D - 50mm C/With : Sealing Washer , Locknut , Shroud | 50mm | 1071-O2-EL-PO-017-6025-A0-0-001-Rev.01 | OPEN PACKING LIST | Mashin Sazi Shomal | 4 | PCS | 0 |  | ODCC-EL-IGC-0191 | IGC | 2021-11-02 | 4 | 4 | manual | [48 empty] | 4
4690 | SS-40-03 | ENSC0731AI5FN000 |  | SOCKET | Reducer | SEMC Type 700 Exd Reducer 3/4'Npt(M) * M20(F) C/With : Sealing Washer | 25 to 20mm | 1071-O2-EL-PO-017-6025-A0-0-001-Rev.01 | OPEN PACKING LIST | Mashin Sazi Shomal | 10 | PCS | 10 | [55 empty] | 0
4691 | SS-40-03 | ENSC0731AI5FN000 |  | SOCKET | Cable Gland | SEMC CABLE GLAND 121 - A - 20mm C/With : Sealing Washer , Shroud | 20mm | 1071-O2-EL-PO-017-6025-A0-0-001-Rev.01 | OPEN PACKING LIST | Mashin Sazi Shomal | 10 | PCS | 10 | [55 empty] | 0
4692 | SS-40-03 | ENSC0731AI5FN000 |  | SOCKET | Plug | SEMC Type 800 Exd Plug 3/4"Npt C/With : Sealing Washer | 20mm | 1071-O2-EL-PO-017-6025-A0-0-001-Rev.01 | OPEN PACKING LIST | Mashin Sazi Shomal | 10 | PCS | 10 | [55 empty] | 0
4693 | SS-40-03 | ENSC0731AI5FN000 |  | SOCKET | ADAPTOR | SEMC Type 600 Exd Adaptor M20(M) * 3/4"Npt(F) C/With : Sealing Washer | 20 to 25mm | 1071-O2-EL-PO-017-6025-A0-0-001-Rev.01 | OPEN PACKING LIST | Mashin Sazi Shomal | 10 | PCS | 10 | [55 empty] | 0
4694 | SS-40-03 | ENSC0931AI5FN000 |  | SOCKET | Cable Gland | SEMC CABLE GLAND 121 - B - 25mm C/With : Sealing Washer , Locknut , Shroud | 25mm | 1071-O2-EL-PO-017-6025-A0-0-001-Rev.01 | OPEN PACKING LIST | Mashin Sazi Shomal | 20 | PCS | 20 | [55 empty] | 0
4695 | SS-40-03 | GLAND-121-B-25 |  | SOCKET | Cable Gland | SEMC CABLE GLAND 121 - B - 25mm C/With : Sealing Washer , Locknut , Shroud | 25mm | 1071-O2-EL-PO-017-6025-A0-0-001-Rev.01 | OPEN PACKING LIST | Mashin Sazi Shomal | 30 | PCS | 0 |  | ODCC-EL-IGC-0191 | IGC | 2021-10-12 | 30 | 30 | manual | [48 empty] | 30
4696 | SS-40-03 | LCS-ACC2 |  | SOCKET | Bolt | S.Steel Bolt M6 * 40 With Flat & Spring Washer & Nut M6 | M6*40 | 1071-O2-EL-PO-017-6025-A0-0-001-Rev.01 | OPEN PACKING LIST | Mashin Sazi Shomal | 40 | PCS | 0 |  | ODCC-EL-IGC-0191 | IGC | 2021-10-12 | 40 | 40 | manual | [48 empty] | 40
4697 | SS-40-03 | ENSC0731BH4BN000 |  | SOCKET | Convenience Outlet | Ind. Socket 16A / 250V ( Deland ) | 230V | 1071-O2-EL-PO-017-6025-A0-0-001-Rev.01 | OPEN PACKING LIST | Mashin Sazi Shomal | 11 | PCS | 1 |  | ODCC-EL-IGC-0191 | IGC | 2021-10-12 | 10 | 10 | manual | [48 empty] | 10
4698 | SS-40-03 | ENSD1351AI5FN000 |  | SOCKET | welding socket | SEMC TYPE Industrial Junction box SPM 330 With Coupled SEMC TYPE Industrial Socket & plug 63A , 4pole(3PH+PE) | 400V | 1071-O2-EL-PO-017-6025-A0-0-001-Rev.01 | OPEN PACKING LIST | Mashin Sazi Shomal | 2 | PCS | 0 |  | ODCC-EL-IGC-0191 | IGC | 2021-11-02 | 2 | 2 | manual | [48 empty] | 2
4699 | SS-40-03 | ENSD1351AI5FN000-LCS-ACC3 |  | SOCKET | Bolt | S.Steel Bolt M8 * 40 C/With: Spring Washer & Flat Washer & Nut M8 | M8*40 | 1071-O2-EL-PO-017-6025-A0-0-001-Rev.01 | OPEN PACKING LIST | Mashin Sazi Shomal | 4 | PCS | 0 |  | ODCC-EL-IGC-0200 | IGC | 2021-12-21 | 4 | 4 | [49 empty] | 4
4700 | SS-40-03 | ENSD1351BH4BN000 |  | SOCKET | welding socket | SEMC TYPE Industrial Junction box SPM 330 With Coupled SEMC TYPE Industrial Socket & plug 63A , 4pole(3PH+PE) | 400V | 1071-O2-EL-PO-017-6025-A0-0-001-Rev.01 | OPEN PACKING LIST | Mashin Sazi Shomal | 2 | PCS | 0 |  | ODCC-EL-IGC-0191 | IGC | 2021-11-02 | 2 | 2 | manual | [48 empty] | 2
4701 | SS-40-03 | ENSD1351AI5FN000-LCS-ACC3 |  | SOCKET | Bolt | S.Steel Bolt M8 * 40 C/With: Spring Washer & Flat Washer & Nut M8 | M8*40 | 1071-O2-EL-PO-017-6025-A0-0-001-Rev.01 | OPEN PACKING LIST | Mashin Sazi Shomal | 4 | PCS | 0 |  | ODCC-EL-IGC-0200 | IGC | 2021-12-21 | 4 | 4 | [49 empty] | 4
4702 | SS-40-03 | ENSD1351AI5FN000-LCS-ACC3 |  | SOCKET | Bolt | S.Steel Bolt M8 * 40 C/With: Spring Washer & Flat Washer & Nut M8 | M8*40 | 1071-O2-EL-PO-017-6025-A0-0-001-Rev.01 | OPEN PACKING LIST | Mashin Sazi Shomal | 4 | PCS | 0 |  | ODCC-EL-IGC-0200 | IGC | 2021-12-21 | 4 | 4 | [49 empty] | 4
4703 | SS-40-03 | ENSD1351AI5FN000-LCS-ACC3 |  | SOCKET | Bolt | S.Steel Bolt M8 * 40 C/With: Spring Washer & Flat Washer & Nut M8 | M8*40 | 1071-O2-EL-PO-017-6025-A0-0-001-Rev.01 | OPEN PACKING LIST | Mashin Sazi Shomal | 4 | PCS | 4 | [55 empty] | 0
4704 | SS-40-04 | JB LTB 260-3WAY |  | SOCKET | Junction Box | SEMC IND. Junction Box Type LTB 260 | 3WAY | 1071-O2-EL-PO-017-6025-A0-0-001-Rev.01 | OPEN PACKING LIST | Mashin Sazi Shomal | 9 | PCS | 0 |  | ODCC-EL-IGC-0191 | IGC | 2021-10-12 | 9 | 9 | manual | [48 empty] | 9
4705 | SS-40-04 | ENSD1351AI5FN000 |  | SOCKET | ADAPTOR | SEMC Type 600 Exd Adaptor 1"Npt(M) * M32(F) C/With : Sealing Washer | 25 to 32mm | 1071-O2-EL-PO-017-6025-A0-0-001-Rev.01 | OPEN PACKING LIST | Mashin Sazi Shomal | 3 | PCS | 0 |  | ODCC-EL-IGC-0191 | IGC | 2021-11-02 | 3 | 3 | manual | [48 empty] | 3
4706 | SS-40-04 | ENSD1351AI5FN000 |  | SOCKET | Cable Gland | SEMC CABLE GLAND 121 - C - 32mm C/With : Sealing Washer , Shroud | 32mm | 1071-O2-EL-PO-017-6025-A0-0-001-Rev.01 | OPEN PACKING LIST | Mashin Sazi Shomal | 3 | PCS | 0 |  | ODCC-EL-IGC-0191 | IGC | 2021-11-02 | 3 | 3 | manual | [48 empty] | 3
4707 | SS-40-04 | ENSD1351AI5FN000 |  | SOCKET | Plug | SEMC Type 800 Exd Plug 1"Npt C/With : Sealing Washer | 25mm | 1071-O2-EL-PO-017-6025-A0-0-001-Rev.01 | OPEN PACKING LIST | Mashin Sazi Shomal | 3 | PCS | 0 |  | ODCC-EL-IGC-0191 | IGC | 2021-11-02 | 3 | 3 | manual | [48 empty] | 3
4708 | SS-40-04 | ENSD1351AI5FN000 |  | SOCKET | Reducer | SEMC Type 700 Exd Reducer M40(M) * 1"Npt(F) C/With : Sealing Washer , Locknut | 40 to 25mm | 1071-O2-EL-PO-017-6025-A0-0-001-Rev.01 | OPEN PACKING LIST | Mashin Sazi Shomal | 3 | PCS | 0 |  | ODCC-EL-IGC-0191 | IGC | 2021-11-02 | 3 | 3 | manual | [48 empty] | 3
4709 | SS-40-04 | ENSD1351AI5FN000 |  | SOCKET | Cable Gland | SEMC CABLE GLAND 121 - D - 50mm C/With : Sealing Washer , Locknut , Shroud | 50mm | 1071-O2-EL-PO-017-6025-A0-0-001-Rev.01 | OPEN PACKING LIST | Mashin Sazi Shomal | 6 | PCS | 0 |  | ODCC-EL-IGC-0191 | IGC | 2021-11-02 | 6 | 6 | manual | [48 empty] | 6
4710 | SS-40-04 | ENSD1351BH4BN000 |  | SOCKET | ADAPTOR | SEMC Type 600 Exd Adaptor 1"Npt(M) * M32(F) C/With : Sealing Washer | 25 to 32mm | 1071-O2-EL-PO-017-6025-A0-0-001-Rev.01 | OPEN PACKING LIST | Mashin Sazi Shomal | 2 | PCS | 0 |  | ODCC-EL-IGC-0191 | IGC | 2021-11-02 | 2 | 2 | manual | [48 empty] | 2
4711 | SS-40-04 | ENSD1351BH4BN000 |  | SOCKET | Cable Gland | SEMC CABLE GLAND 121 - C - 32mm C/With : Sealing Washer , Shroud | 32mm | 1071-O2-EL-PO-017-6025-A0-0-001-Rev.01 | OPEN PACKING LIST | Mashin Sazi Shomal | 2 | PCS | 0 |  | ODCC-EL-IGC-0191 | IGC | 2021-11-02 | 2 | 2 | manual | [48 empty] | 2
4712 | SS-40-04 | ENSD1351BH4BN000 |  | SOCKET | Plug | SEMC Type 800 Exd Plug 1"Npt C/With : Sealing Washer | 25mm | 1071-O2-EL-PO-017-6025-A0-0-001-Rev.01 | OPEN PACKING LIST | Mashin Sazi Shomal | 2 | PCS | 2 | [55 empty] | 0
4713 | SS-40-04 | ENSD1351BH4BN000 |  | SOCKET | Reducer | SEMC Type 700 Exd Reducer M40(M) * 1"Npt(F) C/With : Sealing Washer , Locknut | 40 to 25mm | 1071-O2-EL-PO-017-6025-A0-0-001-Rev.01 | OPEN PACKING LIST | Mashin Sazi Shomal | 2 | PCS | 2 | [55 empty] | 0
4714 | SS-40-04 | ENSD1351BH4BN000 |  | SOCKET | Cable Gland | SEMC CABLE GLAND 121 - D - 50mm C/With : Sealing Washer , Locknut , Shroud | 50mm | 1071-O2-EL-PO-017-6025-A0-0-001-Rev.01 | OPEN PACKING LIST | Mashin Sazi Shomal | 4 | PCS | 0 |  | ODCC-EL-IGC-0191 | IGC | 2021-11-02 | 4 | 4 | manual | [48 empty] | 4
4715 | SS-40-04 | ENSC0731AI5FN000 |  | SOCKET | Reducer | SEMC Type 700 Exd Reducer 3/4'Npt(M) * M20(F) C/With : Sealing Washer | 25 to 20mm | 1071-O2-EL-PO-017-6025-A0-0-001-Rev.01 | OPEN PACKING LIST | Mashin Sazi Shomal | 9 | PCS | 9 | [55 empty] | 0
4716 | SS-40-04 | ENSC0731AI5FN000 |  | SOCKET | Cable Gland | SEMC CABLE GLAND 121 - A - 20mm C/With : Sealing Washer , Shroud | 20mm | 1071-O2-EL-PO-017-6025-A0-0-001-Rev.01 | OPEN PACKING LIST | Mashin Sazi Shomal | 9 | PCS | 9 | [55 empty] | 0
4717 | SS-40-04 | ENSC0731AI5FN000 |  | SOCKET | Plug | SEMC Type 800 Exd Plug 3/4"Npt C/With : Sealing Washer | 20mm | 1071-O2-EL-PO-017-6025-A0-0-001-Rev.01 | OPEN PACKING LIST | Mashin Sazi Shomal | 9 | PCS | 9 | [55 empty] | 0
4718 | SS-40-04 | ENSC0731AI5FN000 |  | SOCKET | ADAPTOR | SEMC Type 600 Exd Adaptor M20(M) * 3/4"Npt(F) C/With : Sealing Washer | 20 to 25mm | 1071-O2-EL-PO-017-6025-A0-0-001-Rev.01 | OPEN PACKING LIST | Mashin Sazi Shomal | 9 | PCS | 9 | [55 empty] | 0
4719 | SS-40-04 | ENSC0931AI5FN000 |  | SOCKET | Cable Gland | SEMC CABLE GLAND 121 - B - 25mm C/With : Sealing Washer , Locknut , Shroud | 25mm | 1071-O2-EL-PO-017-6025-A0-0-001-Rev.01 | OPEN PACKING LIST | Mashin Sazi Shomal | 18 | PCS | 18 | [55 empty] | 0
4720 | SS-40-04 | GLAND-121-B-25 |  | SOCKET | Cable Gland | SEMC CABLE GLAND 121 - B - 25mm C/With : Sealing Washer , Locknut , Shroud | 25mm | 1071-O2-EL-PO-017-6025-A0-0-001-Rev.01 | OPEN PACKING LIST | Mashin Sazi Shomal | 27 | PCS | 0 |  | ODCC-EL-IGC-0191 | IGC | 2021-10-12 | 27 | 27 | manual | [48 empty] | 27
4721 | SS-40-04 | LCS-ACC2 |  | SOCKET | Bolt | S.Steel Bolt M6 * 40 With Flat & Spring Washer & Nut M6 | M6*40 | 1071-O2-EL-PO-017-6025-A0-0-001-Rev.01 | OPEN PACKING LIST | Mashin Sazi Shomal | 36 | PCS | 0 |  | ODCC-EL-IGC-0191 | IGC | 2021-10-12 | 36 | 36 | manual | [48 empty] | 36
4722 | SS-40-04 | ENSC0931BH4BN000 |  | SOCKET | Convenience Outlet | Ind. Socket 16A / 250V ( Deland ) | 230V | 1071-O2-EL-PO-017-6025-A0-0-001-Rev.01 | OPEN PACKING LIST | Mashin Sazi Shomal | 11 | PCS | 0 |  | ODCC-EL-IGC-0191 | IGC | 2021-10-12 | 11 | 11 | manual | [48 empty] | 11
4723 | SS-40-04 | ENSD1351BH4BN000 |  | SOCKET | welding socket | SEMC TYPE Industrial Junction box SPM 330 With Coupled SEMC TYPE Industrial Socket & plug 63A , 4pole(3PH+PE) | 400V | 1071-O2-EL-PO-017-6025-A0-0-001-Rev.01 | OPEN PACKING LIST | Mashin Sazi Shomal | 2 | PCS | 0 |  | ODCC-EL-IGC-0191 | IGC | 2021-11-02 | 2 | 2 | manual | [48 empty] | 2
4724 | SS-40-04 | ENSD1351AI5FN000-LCS-ACC3 |  | SOCKET | Bolt | S.Steel Bolt M8 * 40 C/With: Spring Washer & Flat Washer & Nut M8 | M8*40 | 1071-O2-EL-PO-017-6025-A0-0-001-Rev.01 | OPEN PACKING LIST | Mashin Sazi Shomal | 4 | PCS | 0 |  | ODCC-EL-IGC-0200 | IGC | 2021-12-21 | 4 | 4 | [49 empty] | 4
4725 | SS-40-04 | ENSD1351AI5FN000 |  | SOCKET | welding socket | SEMC TYPE Industrial Junction box SPM 330 With Coupled SEMC TYPE Industrial Socket & plug 63A , 4pole(3PH+PE) | 400V | 1071-O2-EL-PO-017-6025-A0-0-001-Rev.01 | OPEN PACKING LIST | Mashin Sazi Shomal | 3 | PCS | 0 |  | ODCC-EL-IGC-0191 | IGC | 2021-11-02 | 3 | 3 | manual | [48 empty] | 3
4726 | SS-40-04 | ENSD1351AI5FN000-LCS-ACC3 |  | SOCKET | Bolt | S.Steel Bolt M8 * 40 C/With: Spring Washer & Flat Washer & Nut M8 | M8*40 | 1071-O2-EL-PO-017-6025-A0-0-001-Rev.01 | OPEN PACKING LIST | Mashin Sazi Shomal | 4 | PCS | 0 |  | ODCC-EL-IGC-0200 | IGC | 2021-12-21 | 4 | 4 | [49 empty] | 4
4727 | SS-40-04 | ENSD1351AI5FN000-LCS-ACC3 |  | SOCKET | Bolt | S.Steel Bolt M8 * 40 C/With: Spring Washer & Flat Washer & Nut M8 | M8*40 | 1071-O2-EL-PO-017-6025-A0-0-001-Rev.01 | OPEN PACKING LIST | Mashin Sazi Shomal | 4 | PCS | 0 |  | ODCC-EL-IGC-0200 | IGC | 2021-12-21 | 4 | 4 | [49 empty] | 4
4728 | SS-40-04 | ENSD1351AI5FN000-LCS-ACC3 |  | SOCKET | Bolt | S.Steel Bolt M8 * 40 C/With: Spring Washer & Flat Washer & Nut M8 | M8*40 | 1071-O2-EL-PO-017-6025-A0-0-001-Rev.01 | OPEN PACKING LIST | Mashin Sazi Shomal | 4 | PCS | 4 | [55 empty] | 0
4729 | SS-40-04 | ENSD1351AI5FN000-LCS-ACC3 |  | SOCKET | Bolt | S.Steel Bolt M8 * 40 C/With: Spring Washer & Flat Washer & Nut M8 | M8*40 | 1071-O2-EL-PO-017-6025-A0-0-001-Rev.01 | OPEN PACKING LIST | Mashin Sazi Shomal | 4 | PCS | 0 |  | ODCC-EL-IGC-0200 | IGC | 2021-12-21 | 4 | 4 | [49 empty] | 4
4730 | SS-40-05 | JB LTB 260-3WAY |  | SOCKET | Junction Box | SEMC IND. Junction Box Type LTB 260 | 3WAY | 1071-O2-EL-PO-017-6025-A0-0-001-Rev.01 | OPEN PACKING LIST | Mashin Sazi Shomal | 10 | PCS | 0 |  | ODCC-EL-IGC-0191 | IGC | 2021-10-12 | 10 | 10 | manual | [48 empty] | 10
4731 | SS-40-05 | ENSD1351AI5FN000 |  | SOCKET | ADAPTOR | SEMC Type 600 Exd Adaptor 1"Npt(M) * M32(F) C/With : Sealing Washer | 25 to 32mm | 1071-O2-EL-PO-017-6025-A0-0-001-Rev.01 | OPEN PACKING LIST | Mashin Sazi Shomal | 3 | PCS | 0 |  | ODCC-EL-IGC-0191 | IGC | 2021-11-02 | 3 | 3 | manual | [48 empty] | 3
4732 | SS-40-05 | ENSD1351AI5FN000 |  | SOCKET | Cable Gland | SEMC CABLE GLAND 121 - C - 32mm C/With : Sealing Washer , Shroud | 32mm | 1071-O2-EL-PO-017-6025-A0-0-001-Rev.01 | OPEN PACKING LIST | Mashin Sazi Shomal | 3 | PCS | 0 |  | ODCC-EL-IGC-0191 | IGC | 2021-11-02 | 3 | 3 | manual | [48 empty] | 3
4733 | SS-40-05 | ENSD1351AI5FN000 |  | SOCKET | Plug | SEMC Type 800 Exd Plug 1"Npt C/With : Sealing Washer | 25mm | 1071-O2-EL-PO-017-6025-A0-0-001-Rev.01 | OPEN PACKING LIST | Mashin Sazi Shomal | 3 | PCS | 0 |  | ODCC-EL-IGC-0191 | IGC | 2021-11-02 | 3 | 3 | manual | [48 empty] | 3
4734 | SS-40-05 | ENSD1351AI5FN000 |  | SOCKET | Reducer | SEMC Type 700 Exd Reducer M40(M) * 1"Npt(F) C/With : Sealing Washer , Locknut | 40 to 25mm | 1071-O2-EL-PO-017-6025-A0-0-001-Rev.01 | OPEN PACKING LIST | Mashin Sazi Shomal | 3 | PCS | 0 |  | ODCC-EL-IGC-0191 | IGC | 2021-11-02 | 3 | 3 | manual | [48 empty] | 3
4735 | SS-40-05 | ENSD1351AI5FN000 |  | SOCKET | Cable Gland | SEMC CABLE GLAND 121 - D - 50mm C/With : Sealing Washer , Locknut , Shroud | 50mm | 1071-O2-EL-PO-017-6025-A0-0-001-Rev.01 | OPEN PACKING LIST | Mashin Sazi Shomal | 6 | PCS | 0 |  | ODCC-EL-IGC-0191 | IGC | 2021-11-02 | 6 | 6 | manual | [48 empty] | 6
4736 | SS-40-05 | ENSD1351BH4BN000 |  | SOCKET | ADAPTOR | SEMC Type 600 Exd Adaptor 1"Npt(M) * M32(F) C/With : Sealing Washer | 25 to 32mm | 1071-O2-EL-PO-017-6025-A0-0-001-Rev.01 | OPEN PACKING LIST | Mashin Sazi Shomal | 2 | PCS | 0 |  | ODCC-EL-IGC-0191 | IGC | 2021-11-02 | 2 | 2 | manual | [48 empty] | 2
4737 | SS-40-05 | ENSD1351BH4BN000 |  | SOCKET | Cable Gland | SEMC CABLE GLAND 121 - C - 32mm C/With : Sealing Washer , Shroud | 32mm | 1071-O2-EL-PO-017-6025-A0-0-001-Rev.01 | OPEN PACKING LIST | Mashin Sazi Shomal | 2 | PCS | 0 |  | ODCC-EL-IGC-0191 | IGC | 2021-11-02 | 2 | 2 | manual | [48 empty] | 2
4738 | SS-40-05 | ENSD1351BH4BN000 |  | SOCKET | Plug | SEMC Type 800 Exd Plug 1"Npt C/With : Sealing Washer | 25mm | 1071-O2-EL-PO-017-6025-A0-0-001-Rev.01 | OPEN PACKING LIST | Mashin Sazi Shomal | 2 | PCS | 2 | [55 empty] | 0
4739 | SS-40-05 | ENSD1351BH4BN000 |  | SOCKET | Reducer | SEMC Type 700 Exd Reducer M40(M) * 1"Npt(F) C/With : Sealing Washer , Locknut | 40 to 25mm | 1071-O2-EL-PO-017-6025-A0-0-001-Rev.01 | OPEN PACKING LIST | Mashin Sazi Shomal | 2 | PCS | 2 | [55 empty] | 0
4740 | SS-40-05 | ENSD1351BH4BN000 |  | SOCKET | Cable Gland | SEMC CABLE GLAND 121 - D - 50mm C/With : Sealing Washer , Locknut , Shroud | 50mm | 1071-O2-EL-PO-017-6025-A0-0-001-Rev.01 | OPEN PACKING LIST | Mashin Sazi Shomal | 4 | PCS | 0 |  | ODCC-EL-IGC-0191 | IGC | 2021-11-02 | 4 | 4 | manual | [48 empty] | 4
4741 | SS-40-05 | ENSC0731AI5FN000 |  | SOCKET | Reducer | SEMC Type 700 Exd Reducer 3/4'Npt(M) * M20(F) C/With : Sealing Washer | 25 to 20mm | 1071-O2-EL-PO-017-6025-A0-0-001-Rev.01 | OPEN PACKING LIST | Mashin Sazi Shomal | 12 | PCS | 12 | [55 empty] | 0
4742 | SS-40-05 | ENSC0731AISFN000 |  | SOCKET | Cable Gland | SEMC CABLE GLAND 121 - A - 20mm C/With : Sealing Washer , Shroud | 20mm | 1071-O2-EL-PO-017-6025-A0-0-001-Rev.01 | OPEN PACKING LIST | Mashin Sazi Shomal | 12 | PCS | 12 | [55 empty] | 0
4743 | SS-40-05 | ENSC0731AISFN000 |  | SOCKET | Plug | SEMC Type 800 Exd Plug 3/4"Npt C/With : Sealing Washer | 20mm | 1071-O2-EL-PO-017-6025-A0-0-001-Rev.01 | OPEN PACKING LIST | Mashin Sazi Shomal | 12 | PCS | 12 | [55 empty] | 0
4744 | SS-40-05 | ENSC0731AI5FN000 |  | SOCKET | ADAPTOR | SEMC Type 600 Exd Adaptor M20(M) * 3/4"Npt(F) C/With : Sealing Washer | 20 to 25mm | 1071-O2-EL-PO-017-6025-A0-0-001-Rev.01 | OPEN PACKING LIST | Mashin Sazi Shomal | 12 | PCS | 12 | [55 empty] | 0
4745 | SS-40-05 | ENSC0731AI5FN000 |  | SOCKET | Cable Gland | SEMC CABLE GLAND 121 - B - 25mm C/With : Sealing Washer , Locknut , Shroud | 25mm | 1071-O2-EL-PO-017-6025-A0-0-001-Rev.01 | OPEN PACKING LIST | Mashin Sazi Shomal | 24 | PCS | 24 | [55 empty] | 0
4746 | SS-40-05 | GLAND-121-B-25 |  | SOCKET | Cable Gland | SEMC CABLE GLAND 121 - B - 25mm C/With : Sealing Washer , Locknut , Shroud | 25mm | 1071-O2-EL-PO-017-6025-A0-0-001-Rev.01 | OPEN PACKING LIST | Mashin Sazi Shomal | 30 | PCS | 0 |  | ODCC-EL-IGC-0191 | IGC | 2021-10-12 | 30 | 30 | manual | [48 empty] | 30
4747 | SS-40-05 | LCS-ACC2 |  | SOCKET | Bolt | S.Steel Bolt M6 * 40 With Flat & Spring Washer & Nut M6 | M6*40 | 1071-O2-EL-PO-017-6025-A0-0-001-Rev.01 | OPEN PACKING LIST | Mashin Sazi Shomal | 40 | PCS | 0 |  | ODCC-EL-IGC-0191 | IGC | 2021-10-12 | 40 | 40 | manual | [48 empty] | 40
4748 | SS-40-05 | ENSC0731BH4BN000 |  | SOCKET | Convenience Outlet | Ind. Socket 16A / 250V ( Deland ) | 230V | 1071-O2-EL-PO-017-6025-A0-0-001-Rev.01 | OPEN PACKING LIST | Mashin Sazi Shomal | 11 | PCS | 0 |  | ODCC-EL-IGC-0191 | IGC | 2021-10-12 | 11 | 11 | manual | [48 empty] | 11
4749 | SS-40-05 | ENSD1351BH4BN000 |  | SOCKET | welding socket | SEMC TYPE Industrial Junction box SPM 330 With Coupled SEMC TYPE Industrial Socket & plug 63A , 4pole(3PH+PE) | 400V | 1071-O2-EL-PO-017-6025-A0-0-001-Rev.01 | OPEN PACKING LIST | Mashin Sazi Shomal | 2 | PCS | 0 |  | ODCC-EL-IGC-0191 | IGC | 2021-11-02 | 2 | 2 | manual | [48 empty] | 2
4750 | SS-40-05 | ENSD1351BH4BN000-LCS-ACC3 |  | SOCKET | Bolt | S.Steel Bolt M8 * 40 C/With: Spring Washer & Flat Washer & Nut M8 | M8*40 | 1071-O2-EL-PO-017-6025-A0-0-001-Rev.01 | OPEN PACKING LIST | Mashin Sazi Shomal | 4 | PCS | 0 |  | ODCC-EL-IGC-0200 | IGC | 2021-12-21 | 4 | 4 | [49 empty] | 4
4751 | SS-40-05 | ENSD1351AI5FN000 |  | SOCKET | welding socket | SEMC TYPE Industrial Junction box SPM 330 With Coupled SEMC TYPE Industrial Socket & plug 63A , 4pole(3PH+PE) | 400V | 1071-O2-EL-PO-017-6025-A0-0-001-Rev.01 | OPEN PACKING LIST | Mashin Sazi Shomal | 3 | PCS | 0 |  | ODCC-EL-IGC-0191 | IGC | 2021-11-02 | 3 | 3 | manual | [48 empty] | 3
4752 | SS-40-05 | ENSD1351BH4BN000-LCS-ACC3 |  | SOCKET | Bolt | S.Steel Bolt M8 * 40 C/With: Spring Washer & Flat Washer & Nut M8 | M8*40 | 1071-O2-EL-PO-017-6025-A0-0-001-Rev.01 | OPEN PACKING LIST | Mashin Sazi Shomal | 4 | PCS | 0 |  | ODCC-EL-IGC-0200 | IGC | 2021-12-21 | 4 | 4 | [49 empty] | 4
4753 | SS-40-05 | ENSD1351BH4BN000-LCS-ACC3 |  | SOCKET | Bolt | S.Steel Bolt M8 * 40 C/With: Spring Washer & Flat Washer & Nut M8 | M8*40 | 1071-O2-EL-PO-017-6025-A0-0-001-Rev.01 | OPEN PACKING LIST | Mashin Sazi Shomal | 4 | PCS | 4 | [55 empty] | 0
4754 | SS-40-05 | ENSD1351BH4BN000-LCS-ACC3 |  | SOCKET | Bolt | S.Steel Bolt M8 * 40 C/With: Spring Washer & Flat Washer & Nut M8 | M8*40 | 1071-O2-EL-PO-017-6025-A0-0-001-Rev.01 | OPEN PACKING LIST | Mashin Sazi Shomal | 4 | PCS | 0 |  | ODCC-EL-IGC-0200 | IGC | 2021-12-21 | 4 | 4 | [49 empty] | 4
4755 | SS-40-05 | ENSD1351BH4BN000-LCS-ACC3 |  | SOCKET | Bolt | S.Steel Bolt M8 * 40 C/With: Spring Washer & Flat Washer & Nut M8 | M8*40 | 1071-O2-EL-PO-017-6025-A0-0-001-Rev.01 | OPEN PACKING LIST | Mashin Sazi Shomal | 4 | PCS | 0 |  | ODCC-EL-IGC-0200 | IGC | 2021-12-21 | 4 | 4 | [49 empty] | 4
4756 | SS-40-09 | JB LTB 260-3WAY |  | SOCKET | Junction Box | SEMC IND. Junction Box Type LTB 260 | 3WAY | 1071-O2-EL-PO-017-6025-A0-0-001-Rev.01 | OPEN PACKING LIST | Mashin Sazi Shomal | 10 | PCS | 0 |  | ODCC-EL-IGC-0191 | IGC | 2021-10-12 | 10 | 10 | manual | [48 empty] | 10
4757 | SS-40-09 | ENSD1351AI5FN000 |  | SOCKET | ADAPTOR | SEMC Type 600 Exd Adaptor 1"Npt(M) * M32(F) C/With : Sealing Washer | 25 to 32mm | 1071-O2-EL-PO-017-6025-A0-0-001-Rev.01 | OPEN PACKING LIST | Mashin Sazi Shomal | 2 | PCS | 0 |  | ODCC-EL-IGC-0191 | IGC | 2021-11-02 | 2 | 2 | manual | [48 empty] | 2
4758 | SS-40-09 | ENSD1351AI5FN000 |  | SOCKET | Cable Gland | SEMC CABLE GLAND 121 - C - 32mm C/With : Sealing Washer , Shroud | 32mm | 1071-O2-EL-PO-017-6025-A0-0-001-Rev.01 | OPEN PACKING LIST | Mashin Sazi Shomal | 2 | PCS | 0 |  | ODCC-EL-IGC-0191 | IGC | 2021-11-02 | 2 | 2 | manual | [48 empty] | 2
4759 | SS-40-09 | ENSD1351AI5FN000 |  | SOCKET | Plug | SEMC Type 800 Exd Plug 1"Npt C/With : Sealing Washer | 25mm | 1071-O2-EL-PO-017-6025-A0-0-001-Rev.01 | OPEN PACKING LIST | Mashin Sazi Shomal | 2 | PCS | 0 |  | ODCC-EL-IGC-0191 | IGC | 2021-11-02 | 2 | 2 | manual | [48 empty] | 2
4760 | SS-40-09 | ENSD1351AI5FN000 |  | SOCKET | Reducer | SEMC Type 700 Exd Reducer M40(M) * 1"Npt(F) C/With : Sealing Washer , Locknut | 40 to 25mm | 1071-O2-EL-PO-017-6025-A0-0-001-Rev.01 | OPEN PACKING LIST | Mashin Sazi Shomal | 2 | PCS | 0 |  | ODCC-EL-IGC-0191 | IGC | 2021-11-02 | 2 | 2 | manual | [48 empty] | 2
4761 | SS-40-09 | ENSD1351AI5FN000 |  | SOCKET | Cable Gland | SEMC CABLE GLAND 121 - D - 50mm C/With : Sealing Washer , Locknut , Shroud | 50mm | 1071-O2-EL-PO-017-6025-A0-0-001-Rev.01 | OPEN PACKING LIST | Mashin Sazi Shomal | 4 | PCS | 0 |  | ODCC-EL-IGC-0191 | IGC | 2021-11-02 | 4 | 4 | manual | [48 empty] | 4
4762 | SS-40-09 | ENSD1351BH4BN000 |  | SOCKET | ADAPTOR | SEMC Type 600 Exd Adaptor 1"Npt(M) * M32(F) C/With : Sealing Washer | 25 to 32mm | 1071-O2-EL-PO-017-6025-A0-0-001-Rev.01 | OPEN PACKING LIST | Mashin Sazi Shomal | 2 | PCS | 0 |  | ODCC-EL-IGC-0191 | IGC | 2021-11-02 | 2 | 2 | manual | [48 empty] | 2
4763 | SS-40-09 | ENSD1351BH4BN000 |  | SOCKET | Cable Gland | SEMC CABLE GLAND 121 - C - 32mm C/With : Sealing Washer , Shroud | 32mm | 1071-O2-EL-PO-017-6025-A0-0-001-Rev.01 | OPEN PACKING LIST | Mashin Sazi Shomal | 2 | PCS | 0 |  | ODCC-EL-IGC-0191 | IGC | 2021-11-02 | 2 | 2 | manual | [48 empty] | 2
4764 | SS-40-09 | ENSD1351BH4BN000 |  | SOCKET | Plug | SEMC Type 800 Exd Plug 1"Npt C/With : Sealing Washer | 25mm | 1071-O2-EL-PO-017-6025-A0-0-001-Rev.01 | OPEN PACKING LIST | Mashin Sazi Shomal | 2 | PCS | 2 | [55 empty] | 0
4765 | SS-40-09 | ENSD1351BH4BN000 |  | SOCKET | Reducer | SEMC Type 700 Exd Reducer M40(M) * 1"Npt(F) C/With : Sealing Washer , Locknut | 40 to 25mm | 1071-O2-EL-PO-017-6025-A0-0-001-Rev.01 | OPEN PACKING LIST | Mashin Sazi Shomal | 2 | PCS | 2 | [55 empty] | 0
4766 | SS-40-09 | ENSD1351BH4BN000 |  | SOCKET | Cable Gland | SEMC CABLE GLAND 121 - D - 50mm C/With : Sealing Washer , Locknut , Shroud | 50mm | 1071-O2-EL-PO-017-6025-A0-0-001-Rev.01 | OPEN PACKING LIST | Mashin Sazi Shomal | 4 | PCS | 0 |  | ODCC-EL-IGC-0191 | IGC | 2021-11-02 | 4 | 4 | manual | [48 empty] | 4
4767 | SS-40-09 | ENSC0731AI5FN000 | دو عدد گلند با این آیتم کد در CMIS هست(ENSCG731AI5FN000) | SOCKET | Reducer | SEMC Type 700 Exd Reducer 3/4'Npt(M) * M20(F) C/With : Sealing Washer | 25 to 20mm | 1071-O2-EL-PO-017-6025-A0-0-001-Rev.01 | OPEN PACKING LIST | Mashin Sazi Shomal | 14 | PCS | 14 | [55 empty] | 0
4768 | SS-40-09 | ENSC0731AI5FN000 | دو عدد گلند با این آیتم کد در CMIS هست(ENSCG731AI5FN000) | SOCKET | Cable Gland | SEMC CABLE GLAND 121 - A - 20mm C/With : Sealing Washer , Shroud | 20mm | 1071-O2-EL-PO-017-6025-A0-0-001-Rev.01 | OPEN PACKING LIST | Mashin Sazi Shomal | 14 | PCS | 14 | [55 empty] | 0
4769 | SS-40-09 | ENSC0731AI5FN000 | دو عدد Plug با این آیتم کد در CMIS هست(ENSCG731AI5FN000) | SOCKET | Plug | SEMC Type 800 Exd Plug 3/4"Npt C/With : Sealing Washer | 20mm | 1071-O2-EL-PO-017-6025-A0-0-001-Rev.01 | OPEN PACKING LIST | Mashin Sazi Shomal | 14 | PCS | 14 | [55 empty] | 0
4770 | SS-40-09 | ENSC0731AI5FN000 |  | SOCKET | ADAPTOR | SEMC Type 600 Exd Adaptor M20(M) * 3/4"Npt(F) C/With : Sealing Washer | 20 to 25mm | 1071-O2-EL-PO-017-6025-A0-0-001-Rev.01 | OPEN PACKING LIST | Mashin Sazi Shomal | 14 | PCS | 14 | [55 empty] | 0
4771 | SS-40-09 | ENSC0731AI5FN000 |  | SOCKET | Cable Gland | SEMC CABLE GLAND 121 - B - 25mm C/With : Sealing Washer , Locknut , Shroud | 25mm | 1071-O2-EL-PO-017-6025-A0-0-001-Rev.01 | OPEN PACKING LIST | Mashin Sazi Shomal | 28 | PCS | 28 | [55 empty] | 0
4772 | SS-40-09 | GLAND-121-B-25 |  | SOCKET | Cable Gland | SEMC CABLE GLAND 121 - B - 25mm C/With : Sealing Washer , Locknut , Shroud | 25mm | 1071-O2-EL-PO-017-6025-A0-0-001-Rev.01 | OPEN PACKING LIST | Mashin Sazi Shomal | 30 | PCS | 0 |  | ODCC-EL-IGC-0191 | IGC | 2021-10-12 | 30 | 30 | manual | [48 empty] | 30
4773 | SS-40-09 | Exd Plug M25 |  | SOCKET | Plug | SEMC Type 800 Exd Plug M25 C/With : Sealing Washer , Locknut | 25mm | 1071-O2-EL-PO-017-6025-A0-0-001-Rev.01 | OPEN PACKING LIST | Mashin Sazi Shomal | 69 | PCS | 69 | [55 empty] | 0
4774 | SS-40-09 | LCS-ACC2 |  | SOCKET | Bolt | S.Steel Bolt M6 * 40 With Flat & Spring Washer & Nut M6 | M6*40 | 1071-O2-EL-PO-017-6025-A0-0-001-Rev.01 | OPEN PACKING LIST | Mashin Sazi Shomal | 40 | PCS | 0 |  | ODCC-EL-IGC-0191 | IGC | 2021-10-12 | 40 | 40 | manual | [48 empty] | 40
4775 | SS-40-09 | ENSC0731BH4BN000 |  | SOCKET | Convenience Outlet | Ind. Socket 16A / 250V ( Deland ) | 230V | 1071-O2-EL-PO-017-6025-A0-0-001-Rev.01 | OPEN PACKING LIST | Mashin Sazi Shomal | 11 | PCS | 1 |  | ODCC-EL-IGC-0191 | IGC | 2021-10-12 | 10 | 10 | manual | [48 empty] | 10
4776 | SS-40-09 | ENSD1351AI5FN000 |  | SOCKET | welding socket | SEMC TYPE Industrial Junction box SPM 330 With Coupled SEMC TYPE Industrial Socket & plug 63A , 4pole(3PH+PE) | 400V | 1071-O2-EL-PO-017-6025-A0-0-001-Rev.01 | OPEN PACKING LIST | Mashin Sazi Shomal | 2 | PCS | 0 |  | ODCC-EL-IGC-0191 | IGC | 2021-11-02 | 2 | 2 | manual | [48 empty] | 2
4777 | SS-40-09 | ENSD1351BH4BN000-LCS-ACC3 |  | SOCKET | Bolt | S.Steel Bolt M8 * 40 C/With: Spring Washer & Flat Washer & Nut M8 | M8*40 | 1071-O2-EL-PO-017-6025-A0-0-001-Rev.01 | OPEN PACKING LIST | Mashin Sazi Shomal | 4 | PCS | 0 |  | ODCC-EL-IGC-0200 | IGC | 2021-12-21 | 4 | 4 | [49 empty] | 4
4778 | SS-40-09 | ENSD1351BH4BN000 |  | SOCKET | welding socket | SEMC TYPE Industrial Junction box SPM 330 With Coupled SEMC TYPE Industrial Socket & plug 63A , 4pole(3PH+PE) | 400V | 1071-O2-EL-PO-017-6025-A0-0-001-Rev.01 | OPEN PACKING LIST | Mashin Sazi Shomal | 2 | PCS | 0 |  | ODCC-EL-IGC-0191 | IGC | 2021-11-02 | 2 | 2 | manual | [48 empty] | 2
4779 | SS-40-09 | ENSD1351BH4BN000-LCS-ACC3 |  | SOCKET | Bolt | S.Steel Bolt M8 * 40 C/With: Spring Washer & Flat Washer & Nut M8 | M8*40 | 1071-O2-EL-PO-017-6025-A0-0-001-Rev.01 | OPEN PACKING LIST | Mashin Sazi Shomal | 4 | PCS | 0 |  | ODCC-EL-IGC-0200 | IGC | 2021-12-21 | 4 | 4 | [49 empty] | 4
4780 | SS-40-09 | ENSD1351BH4BN000-LCS-ACC3 |  | SOCKET | Bolt | S.Steel Bolt M8 * 40 C/With: Spring Washer & Flat Washer & Nut M8 | M8*40 | 1071-O2-EL-PO-017-6025-A0-0-001-Rev.01 | OPEN PACKING LIST | Mashin Sazi Shomal | 4 | PCS | 0 |  | ODCC-EL-IGC-0200 | IGC | 2021-12-21 | 4 | 4 | [49 empty] | 4
4781 | SS-40-09 | ENSD1351BH4BN000-LCS-ACC3 |  | SOCKET | Bolt | S.Steel Bolt M8 * 40 C/With: Spring Washer & Flat Washer & Nut M8 | M8*40 | 1071-O2-EL-PO-017-6025-A0-0-001-Rev.01 | OPEN PACKING LIST | Mashin Sazi Shomal | 4 | PCS | 4 | [55 empty] | 0
4782 | 51 | EXBDCB2 |  | TRAY/LADDER | Straight Jointing Plate | Straight Jointing Plate, Height 85mm | 85mm | 1071-O2- EL-PO-003-6008-A0-0-004 | OPEN PACKING LIST | Toseye Sanayeh Petro Foolad Gharb | 1312 | PCS | 0 |  | ODCC-EL-IGC-0063 | IGC | 2021-01-30 | 240 | 240 |  | ODCC-EL-IGC-0168 | IGC | 2021-06-24 | 416 | 416 | manual | ODCC-EL-IGC-0140 | IGC | 2021-08-22 | 38 | 38 |  | ODCC-EL-IGC-0212 | IGC | 2022-01-10 | 256 | 256 | FOR SS-40-03 | ODCC-EL-IGC-0223 | IGC | 2022-01-20 | 362 | 362 | MTR UNIT 51 FOR SS-40-03 & 04 | [24 empty] | 1312
4783 | 51 | EQMA06 |  | AIRCRAFT WARNING | Conduit | Steel Conduit, Rigid (HDG)Iength 6m. Size 40 mm | 40mm | 1071-O2- EL-PO-012-6003-A0-0-002 | OPEN PACKING LIST | Mashin Sazi Shomal | 20 | PCS | 0 |  | ODCC-EL-IGC-0191 | IGC | 2021-10-03 | 20 | 20 | manual | [48 empty] | 20
4784 | 55 | EQMA06 |  | AIRCRAFT WARNING | Conduit | Steel Conduit, Rigid (HDG)Iength 6m. Size 40 mm | 40mm | 1071-O2- EL-PO-012-6003-A0-0-002 | OPEN PACKING LIST | Mashin Sazi Shomal | 40 | PCS | 0 |  | ODCC-EL-IGC-0196 | IGC | 2021-12-15 | 40 | 40 | [49 empty] | 40
4785 | 51 | EQMA04 |  | AIRCRAFT WARNING | Conduit | Steel Conduit, Rigid (HDG)length 6mSIZE 25mm | 25mm | 1071-O2- EL-PO-012-6003-A0-0-002 | OPEN PACKING LIST | Mashin Sazi Shomal | 30 | PCS | 30 | [55 empty] | 0
4786 | 55 | EQMA04 |  | AIRCRAFT WARNING | Conduit | Steel Conduit, Rigid (HDG)length 6mSIZE 25mm | 25mm | 1071-O2- EL-PO-012-6003-A0-0-002 | OPEN PACKING LIST | Mashin Sazi Shomal | 48 | PCS | 48 | [55 empty] | 0
4787 | 51 | EQMC06 |  | AIRCRAFT WARNING | Coupling | HDG Coupling size 40mm | 40mm | 1071-O2- EL-PO-012-6003-A0-0-002 | OPEN PACKING LIST | Mashin Sazi Shomal | 20 | PCS | 20 | [55 empty] | 0
4788 | 55 | EQMC06 |  | AIRCRAFT WARNING | Coupling | HDG Coupling size 40mm | 40mm | 1071-O2- EL-PO-012-6003-A0-0-002 | OPEN PACKING LIST | Mashin Sazi Shomal | 40 | PCS | 40 | [55 empty] | 0
4789 | 51 | EQMC04 |  | AIRCRAFT WARNING | Coupling | HDG Coupling size 25mm | 25mm | 1071-O2- EL-PO-012-6003-A0-0-002 | OPEN PACKING LIST | Mashin Sazi Shomal | 30 | PCS | 30 | [55 empty] | 0
4790 | 55 | EQMC04 |  | AIRCRAFT WARNING | Coupling | HDG Coupling size 25mm | 25mm | 1071-O2- EL-PO-012-6003-A0-0-002 | OPEN PACKING LIST | Mashin Sazi Shomal | 48 | PCS | 48 | [55 empty] | 0
4791 | 51 | ACWL-ELBOW-40 |  | AIRCRAFT WARNING | Elbow Conduit | HDG elbow conduit size 40mm | 40mm | 1071-O2- EL-PO-012-6003-A0-0-002 | OPEN PACKING LIST | Mashin Sazi Shomal | 6 | PCS | 6 | [55 empty] | 0
4792 | 55 | ACWL-ELBOW-40 |  | AIRCRAFT WARNING | Elbow Conduit | HDG elbow conduit size 40mm | 40mm | 1071-O2- EL-PO-012-6003-A0-0-002 | OPEN PACKING LIST | Mashin Sazi Shomal | 12 | PCS | 12 | [55 empty] | 0
4793 | 51 | ACWL-ELBOW-25 |  | AIRCRAFT WARNING | Elbow Conduit | HDG elbow conduit size 25mm | 25mm | 1071-O2- EL-PO-012-6003-A0-0-002 | OPEN PACKING LIST | Mashin Sazi Shomal | 6 | PCS | 6 | [55 empty] | 0
4794 | 55 | ACWL-ELBOW-25 |  | AIRCRAFT WARNING | Elbow Conduit | HDG elbow conduit size 25mm | 25mm | 1071-O2- EL-PO-012-6003-A0-0-002 | OPEN PACKING LIST | Mashin Sazi Shomal | 12 | PCS | 12 | [55 empty] | 0
4795 | 51 | EQMH04 |  | AIRCRAFT WARNING | Clamp for Unistrut | HDG CONDUIT Clamp for Unistrut Channel,SIZE 25mm | 25mm | 1071-O2- EL-PO-012-6003-A0-0-002 | OPEN PACKING LIST | Mashin Sazi Shomal | 60 | PCS | 60 | [55 empty] | 0
4796 | 55 | EQMH04 |  | AIRCRAFT WARNING | Clamp for Unistrut | HDG CONDUIT Clamp for Unistrut Channel,SIZE 25mm | 25mm | 1071-O2- EL-PO-012-6003-A0-0-002 | OPEN PACKING LIST | Mashin Sazi Shomal | 96 | PCS | 96 | [55 empty] | 0
4797 | 51 | EQMH06 |  | AIRCRAFT WARNING | Clamp for Unistrut | HDG CONDUIT Clamp for Unistrut Channel,SIZE 40mm | 40mm | 1071-O2- EL-PO-012-6003-A0-0-002 | OPEN PACKING LIST | Mashin Sazi Shomal | 40 | PCS | 0 |  | ODCC-EL-IGC-0165 | IGC | 2021-11-02 | 40 | 40 | [49 empty] | 40
4798 | 55 | EQMH06 |  | AIRCRAFT WARNING | Clamp for Unistrut | HDG CONDUIT Clamp for Unistrut Channel,SIZE 40mm | 40mm | 1071-O2- EL-PO-012-6003-A0-0-002 | OPEN PACKING LIST | Mashin Sazi Shomal | 80 | PCS | 0 |  | ODCC-EL-IGC-0165 | IGC | 2021-11-02 | 80 | 80 | [49 empty] | 80
4799 | 51 | ACWL-CABLE-5293864 |  | AIRCRAFT WARNING | Cable | CABLE SIZE 4x1.5MM , CU/XLPE/LC/SWA/PVC (DRAM NO: 5293864) | 4*1.5 | 1071-O2- EL-PO-012-6003-A0-0-002 | OPEN PACKING LIST | Mashin Sazi Shomal | 900 | meter | 0 |  | ODCC-EL-IGC-0192 | IGC | 2021-10-03 | 900 | 900 | manual | [48 empty] | 900
4800 | 55 | ACWL-CABLE-5323863 |  | AIRCRAFT WARNING | Cable | CABLE SIZE 4x1.5MM , CU/XLPE/LC/SWA/PVC (DRAM NO: 5323863) | 4*1.5 | 1071-O2- EL-PO-012-6003-A0-0-002 | OPEN PACKING LIST | Mashin Sazi Shomal | 1400 | meter | 0 |  | ODCC-EL-IGC-0192 | IGC | 2021-10-03 | 1400 | 1400 | manual | [48 empty] | 1400
4801 | SS-40-09 | EE-4809SWG5101 | Buildings | Panel | Switchgear | MV Switchgear 6KV Unisafe (Cell 1,2,3,…,51) | 6KV | 1071-O2-EL-PO-014-6504-A0-0-01 | OPEN PACKING LIST | Iran Tablo Co. | 51 | cell | 0 |  | ODCC-EL-IGC-0198 | IGC | 2021-12-15 | 51 | 51 | [49 empty] | 51
4802 | SS-40-09 | EE-4809SWG5101 | Buildings | Panel | Dummy | MV Switchgear 6KV Unisafe (Dummy) | 6KV | 1071-O2-EL-PO-014-6504-A0-0-01 | OPEN PACKING LIST | Iran Tablo Co. | 3 | cell | 0 |  | ODCC-EL-IGC-0198 | IGC | 2021-12-15 | 3 | 3 | [49 empty] | 3
4803 | SS-40-09 | EE-4809MVMP4801 | Buildings | Panel | Marshaling Panel | Marshaling Panel BUS A/B EE-4809MVMP4801 (2 cells) | - | 1071-O2-EL-PO-014-6504-A0-0-01 | OPEN PACKING LIST | Iran Tablo Co. | 2 | CELL | 0 |  | ODCC-EL-IGC-0198 | IGC | 2021-12-15 | 2 | 2 | [49 empty] | 2
4804 | SS-40-09 | EE-4809SWG5101 |  | Panel | Accessories | BusBar 60*10 (U Shape) Length:82Cm & 75.5Cm(For Panel BusBar With Width 600 to 600mm) | 6KV | 1071-O2-EL-PO-014-6504-A0-0-01 | OPEN PACKING LIST | Iran Tablo Co. | 240 | PCS | 0 |  | ODCC-EL-IGC-0198 | IGC | 2021-12-15 | 240 | 240 | [49 empty] | 240
4805 | SS-40-09 | EE-4809SWG5101 |  | Panel | Accessories | BusBar 60*10 (U&F&L Shape) and Bolt With Flat And Spring Washer And Nut | 6KV | 1071-O2-EL-PO-014-6504-A0-0-01 | OPEN PACKING LIST | Iran Tablo Co. | 1284 | PCS | 0 |  | ODCC-EL-IGC-0198 | IGC | 2021-12-15 | 1284 | 1284 | [49 empty] | 1284
4806 | SS-40-09 | EE-4809SWG5101 |  | Panel | Accessories | BusBar(U&F&L Shape) and Bolt With Flat,Spring Washer, Nut and Hook and… | 6KV | 1071-O2-EL-PO-014-6504-A0-0-01 | OPEN PACKING LIST | Iran Tablo Co. | 7500 | PCS | 0 |  | ODCC-EL-IGC-0198 | IGC | 2021-12-15 | 7500 | 7500 | [49 empty] | 7500
4807 | SS-40-09 | EE-4809SWG5101 |  | Panel | Accessories | End Plate | 6KV | 1071-O2-EL-PO-014-6504-A0-0-01 | OPEN PACKING LIST | Iran Tablo Co. | 10 | PCS | 0 |  | ODCC-EL-IGC-0198 | IGC | 2021-12-15 | 10 | 10 | [49 empty] | 10
4808 | SS-40-09 | EE-4809SWG5101 |  | Panel | Special Tools | Current Test Plug and Voltage Test Plug | 6KV | 1071-O2-EL-PO-014-6504-A0-0-01 | OPEN PACKING LIST | Iran Tablo Co. | 2 | PCS | 0 |  | ODCC-EL-IGC-0198 | IGC | 2021-12-15 | 2 | 2 | [49 empty] | 2
4809 | SS-40-09 | EE-4809SWG5101 |  | Panel | Accessories | Transfer Trolley | 6KV | 1071-O2-EL-PO-014-6504-A0-0-01 | OPEN PACKING LIST | Iran Tablo Co. | 3 | PCS | 0 |  | ODCC-EL-IGC-0198 | IGC | 2021-12-15 | 3 | 3 | [49 empty] | 3
4810 | BD-40-02 | EREKT0812 |  | Earthing | Mould | High Quality ''Petweld'' ''T'' Connection Mould For 70 mm2 (Run) | 70/16mm | 1071-O2-PO-EL-PO-021-6013-A0-0-01 | OPEN PACKING LIST | Petunia Co. | 1 | PCS | 1 | [55 empty] | 0
4811 | 40 | EREKT1012 | over | Earthing | Mould- | High Quality ''Petweld'' ''T'' Connection Mould For 70 mm2 (Run) | 70*35MM | 1071-O2-PO-EL-PO-021-6013-A0-0-01 | OPEN PACKING LIST | PETUNIA CO. | 1 | PCS | 1 | [55 empty] | 0
4812 | 40 | EREKU0812 | over | Earthing | Welding Powder- | Welding Powder Cartridges, For Tee Joint Of Conductors | 70/16mm | 1071-O2-PO-EL-PO-021-6013-A0-0-01 | OPEN PACKING LIST | PETUNIA CO. | 90 | PCS | 90 |  | ODCC-EL-IGC-0162 | IGC | 2021-10-17 | [51 empty] | 0
4813 | 40 | EREKU1212 | over | Earthing | Welding Powder- | Welding Powder Cartridges, For Tee Joint Of Conductors | - | 1071-O2-PO-EL-PO-021-6013-A0-0-01 | OPEN PACKING LIST | PETUNIA CO. | 84 | PCS | 84 | [55 empty] | 0
4814 | 40 | EREKU1418 | over | Earthing | Welding Powder- | Welding Powder Cartridges, For Tee Joint Of Conductors | 300/120mm | 1071-O2-PO-EL-PO-021-6013-A0-0-01 | OPEN PACKING LIST | PETUNIA CO. | 30 | PCS | 30 | [55 empty] | 0
4815 | 40 | EREKU1618 | over | Earthing | Welding Powder- | Welding Powder Cartridges, For Tee Joint Of Conductors | 300/185mm | 1071-O2-PO-EL-PO-021-6013-A0-0-01 | OPEN PACKING LIST | PETUNIA CO. | 144 | PCS | 144 | [55 empty] | 0
4816 | 35 | EREKT0812 |  | Earthing | Mould | High Quality ''Petweld'' ''T'' Connection Mould For 70 mm2 (Run) | 70/16mm | 1071-O2-EL-PO-019-6014-A0-0-01 | OPEN PACKING LIST | Petunia Co. | 3 | PCS | 3 | [55 empty] | 0
4817 | 41 | EREKT0812 |  | Earthing | Mould | High Quality ''Petweld'' ''T'' Connection Mould For 70 mm2 (Run) | 70/16mm | 1071-O2-EL-PO-019-6014-A0-0-01 | OPEN PACKING LIST | Petunia Co. | 5 | PCS | 5 | [55 empty] | 0
4818 | 42 | EREKT0812 |  | Earthing | Mould | High Quality ''Petweld'' ''T'' Connection Mould For 70 mm2 (Run) | 70/16mm | 1071-O2-EL-PO-019-6014-A0-0-01 | OPEN PACKING LIST | Petunia Co. | 2 | PCS | 2 | [55 empty] | 0
4819 | 43 | EREKT0812 |  | Earthing | Mould | High Quality ''Petweld'' ''T'' Connection Mould For 70 mm2 (Run) | 70/16mm | 1071-O2-EL-PO-019-6014-A0-0-01 | OPEN PACKING LIST | Petunia Co. | 2 | PCS | 2 | [55 empty] | 0
4820 | 44 | EREKT0812 |  | Earthing | Mould | High Quality ''Petweld'' ''T'' Connection Mould For 70 mm2 (Run) | 70/16mm | 1071-O2-EL-PO-019-6014-A0-0-01 | OPEN PACKING LIST | Petunia Co. | 1 | PCS | 1 | [55 empty] | 0
4821 | 45 | EREKT0812 |  | Earthing | Mould | High Quality ''Petweld'' ''T'' Connection Mould For 70 mm2 (Run) | 70/16mm | 1071-O2-EL-PO-019-6014-A0-0-01 | OPEN PACKING LIST | Petunia Co. | 3 | PCS | 3 | [55 empty] | 0
4822 | 51 | EREKT0812 |  | Earthing | Mould | High Quality ''Petweld'' ''T'' Connection Mould For 70 mm2 (Run) | 70/16mm | 1071-O2-EL-PO-019-6014-A0-0-01 | OPEN PACKING LIST | Petunia Co. | 10 | PCS | 10 | [55 empty] | 0
4823 | 55 | EREKT0812 |  | Earthing | Mould | High Quality ''Petweld'' ''T'' Connection Mould For 70 mm2 (Run) | 70/16mm | 1071-O2-EL-PO-019-6014-A0-0-01 | OPEN PACKING LIST | Petunia Co. | 10 | PCS | 10 | [55 empty] | 0
4824 | 61 | EREKT0812 |  | Earthing | Mould | High Quality ''Petweld'' ''T'' Connection Mould For 70 mm2 (Run) | 70/16mm | 1071-O2-EL-PO-019-6014-A0-0-01 | OPEN PACKING LIST | Petunia Co. | 1 | PCS | 1 | [55 empty] | 0
4825 | 61 | EREKT0812 |  | Earthing | Mould HANDLE | 'Petweld'' Mould Handle Clamp Type Nhc-50 | 70/16mm | 1071-O2-EL-PO-019-6014-A0-0-01 | OPEN PACKING LIST | Petunia Co. | 10 | PCS | 10 | [55 empty] | 0
4826 | 61 | EREKT1012 | over | Earthing | Mould- | High Quality ''Petweld'' ''T'' Connection Mould For 70 mm2 (Run) | 70/35mm | 1071-O2-EL-PO-019-6014-A0-0-01 | OPEN PACKING LIST | PETUNIA CO. | 10 | PCS | 10 | [55 empty] | 0
4827 | 61 | EREKU0812 | over | Earthing | Welding Powder- | Welding Powder Cartridges, For Tee Joint Of Conductors | 70/16mm | 1071-O2-EL-PO-019-6014-A0-0-01 | OPEN PACKING LIST | PETUNIA CO. | 821 | PCS | 821 | [55 empty] | 0
4828 | 61 | EREKU1212 |  | Earthing | Welding Powder | Welding Powder Cartridges, For Tee Joint Of Conductors | - | 1071-O2-EL-PO-019-6014-A0-0-01 | OPEN PACKING LIST | PETUNIA CO. | 45 | PCS | 45 | [55 empty] | 0
4829 | 61 | ERECC0510 | over | Earthing | Bolt- | Compression Cable Lug(35mm), Tinned Copper Type With Bolt (M10*30) , Nut | M10*30 | 1071-O2-EL-PO-019-6014-A0-0-01 | OPEN PACKING LIST | PETUNIA CO. | 131 | PCS | 131 | [55 empty] | 0
4830 | 55 | EREKC1212 |  | Earthing | Mould | High Quality ''Petweld'' ''Xs'' Cross Connection Mould For 70 mm2 (Run) | 70/70mm | 1071-O2-EL-PO-019-6014-A0-0-01 | OPEN PACKING LIST | PETUNIA CO. | 1 | PCS | 1 | [55 empty] | 0
4831 | 61 | EREKC1212 |  | Earthing | Mould | High Quality ''Petweld'' ''Xs'' Cross Connection Mould For 70 mm2 (Run) | 70/70mm | 1071-O2-EL-PO-019-6014-A0-0-01 | OPEN PACKING LIST | PETUNIA CO. | 1 | PCS | 1 | [55 empty] | 0
4832 | 55 | EREKC1212 |  | Earthing | Mould HANDLE | Petweld'' Mould Handle Clamp Type Nhc-80 | - | 1071-O2-EL-PO-019-6014-A0-0-01 | OPEN PACKING LIST | PETUNIA CO. | 3 | PCS | 3 | [55 empty] | 0
4833 | 55 | EREKD1212 |  | Earthing | Welding Powder | Welding Powder Cartridges, For Cross Joint Of Conductors | 70/70mm | 1071-O2-EL-PO-019-6014-A0-0-01 | OPEN PACKING LIST | PETUNIA CO. | 5 | PCS | 5 | [55 empty] | 0
4834 | 61 | EREKD1212 |  | Earthing | Welding Powder | Welding Powder Cartridges, For Cross Joint Of Conductors | 70/70mm | 1071-O2-EL-PO-019-6014-A0-0-01 | OPEN PACKING LIST | PETUNIA CO. | 2 | PCS | 2 | [55 empty] | 0
4835 | 61 | EREKD1212 | over | Earthing | Welding Powder- | Welding Powder Cartridges, For Cross Joint Of Conductors | 70/70mm | 1071-O2-EL-PO-019-6014-A0-0-01 | OPEN PACKING LIST | PETUNIA CO. | 2 | PCS | 2 | [55 empty] | 0
4836 | 61 | - | over | Earthing | Welding Powder- | 200G ''Petweld'' General Purpose Welding Powder (With Steel Disc & Quick Starter) | - | 1071-O2-EL-PO-019-6014-A0-0-01 | OPEN PACKING LIST | PETUNIA CO. | 4 | PCS | 4 | [55 empty] | 0
4837 | 44 | EREKC1012 |  | Earthing | Mould | High Quality ''Petweld'' ''Xs'' Cross Connection Mould For 70mm To 35mm | 70/35mm | 1071-O2-EL-PO-019-6014-A0-0-01 | OPEN PACKING LIST | PETUNIA CO. | 1 | PCS | 1 | [55 empty] | 0
4838 | 51 | ERENLN |  | Earthing | AIR ROD | Nickel Chrome Coated Copper Air Terminal,16mm Dia,500mm Length | 0.5m | 1071-O2-EL-PO-019-6014-A0-0-01 | OPEN PACKING LIST | PETUNIA CO. | 2 | PCS | 2 | [55 empty] | 0
4839 | 55 | ERENLN |  | Earthing | AIR ROD | Nickel Chrome Coated Copper Air Terminal,16mm Dia,500mm Length | 0.5m | 1071-O2-EL-PO-019-6014-A0-0-01 | OPEN PACKING LIST | PETUNIA CO. | 4 | PCS | 4 | [55 empty] | 0
4840 | 35 | EREKT1012 |  | Earthing | Mould | High Quality ''Petweld'' ''T'' Connection Mould For 70 mm2 (Run) | 70/35mm | 1071-O2-EL-PO-019-6014-A0-0-01 | OPEN PACKING LIST | PETUNIA CO. | 2 | PCS | 2 | [55 empty] | 0
4841 | 41 | EREKT1012 |  | Earthing | Mould | High Quality ''Petweld'' ''T'' Connection Mould For 70 mm2 (Run) | 70/35mm | 1071-O2-EL-PO-019-6014-A0-0-01 | OPEN PACKING LIST | PETUNIA CO. | 3 | PCS | 3 | [55 empty] | 0
4842 | 42 | EREKT1012 |  | Earthing | Mould | High Quality ''Petweld'' ''T'' Connection Mould For 70 mm2 (Run) | 70/35mm | 1071-O2-EL-PO-019-6014-A0-0-01 | OPEN PACKING LIST | PETUNIA CO. | 2 | PCS | 2 | [55 empty] | 0
4843 | 43 | EREKT1012 |  | Earthing | Mould | High Quality ''Petweld'' ''T'' Connection Mould For 70 mm2 (Run) | 70/35mm | 1071-O2-EL-PO-019-6014-A0-0-01 | OPEN PACKING LIST | PETUNIA CO. | 1 | PCS | 1 | [55 empty] | 0
4844 | 44 | EREKT1012 |  | Earthing | Mould | High Quality ''Petweld'' ''T'' Connection Mould For 70 mm2 (Run) | 70/35mm | 1071-O2-EL-PO-019-6014-A0-0-01 | OPEN PACKING LIST | PETUNIA CO. | 1 | PCS | 1 | [55 empty] | 0
4845 | 45 | EREKT1012 |  | Earthing | Mould | High Quality ''Petweld'' ''T'' Connection Mould For 70 mm2 (Run) | 70/35mm | 1071-O2-EL-PO-019-6014-A0-0-01 | OPEN PACKING LIST | Petunia Co. | 2 | PCS | 2 | [55 empty] | 0
4846 | 50 | EREKT1012 |  | Earthing | Mould | High Quality ''Petweld'' ''T'' Connection Mould For 70 mm2 (Run) | 70/35mm | 1071-O2-EL-PO-019-6014-A0-0-01 | OPEN PACKING LIST | PETUNIA CO. | 6 | PCS | 6 | [55 empty] | 0
4847 | 51 | EREKT1012 |  | Earthing | Mould | High Quality ''Petweld'' ''T'' Connection Mould For 70 mm2 (Run) | 70/35mm | 1071-O2-EL-PO-019-6014-A0-0-01 | OPEN PACKING LIST | PETUNIA CO. | 3 | PCS | 3 | [55 empty] | 0
4848 | 55 | EREKT1012 |  | Earthing | Mould | High Quality ''Petweld'' ''T'' Connection Mould For 70 mm2 (Run) | 70/35mm | 1071-O2-EL-PO-019-6014-A0-0-01 | OPEN PACKING LIST | PETUNIA CO. | 4 | PCS | 4 | [55 empty] | 0
4849 | 61 | EREKT1012 |  | Earthing | Mould | High Quality ''Petweld'' ''T'' Connection Mould For 70 mm2 (Run) | 70/35mm | 1071-O2-EL-PO-019-6014-A0-0-01 | OPEN PACKING LIST | PETUNIA CO. | 1 | PCS | 1 | [55 empty] | 0
4850 | BD-40-02 | EREKT1012 |  | Earthing | Mould | High Quality ''Petweld'' ''T'' Connection Mould For 70 mm2 (Run) | 70/35mm | 1071-O2-PO-EL-PO-021-6013-A0-0-01 | OPEN PACKING LIST | PETUNIA CO. | 1 | PCS | 1 | [55 empty] | 0
4851 | BD-40-10 | EREKT1012 |  | Earthing | Mould | High Quality ''Petweld'' ''T'' Connection Mould For 70 mm2 (Run) | 70/35mm | 1071-O2-PO-EL-PO-021-6013-A0-0-01 | OPEN PACKING LIST | PETUNIA CO. | 1 | PCS | 1 | [55 empty] | 0
4852 | BD-40-11 | EREKT1012 |  | Earthing | Mould | High Quality ''Petweld'' ''T'' Connection Mould For 70 mm2 (Run) | 70/35mm | 1071-O2-PO-EL-PO-021-6013-A0-0-01 | OPEN PACKING LIST | PETUNIA CO. | 1 | PCS | 1 | [55 empty] | 0
4853 | CR-40-02 | EREKT1012 |  | Earthing | Mould | High Quality ''Petweld'' ''T'' Connection Mould For 70 mm2 (Run) | 70/35mm | 1071-O2-PO-EL-PO-021-6013-A0-0-01 | OPEN PACKING LIST | PETUNIA CO. | 1 | PCS | 1 | [55 empty] | 0
4854 | RIB-40-01 | EREKT1012 |  | Earthing | Mould | High Quality ''Petweld'' ''T'' Connection Mould For 70 mm2 (Run) | 70/35mm | 1071-O2-PO-EL-PO-021-6013-A0-0-01 | OPEN PACKING LIST | PETUNIA CO. | 1 | PCS | 1 | [55 empty] | 0
4855 | RIB-40-02 | EREKT1012 |  | Earthing | Mould | High Quality ''Petweld'' ''T'' Connection Mould For 70 mm2 (Run) | 70/35mm | 1071-O2-PO-EL-PO-021-6013-A0-0-01 | OPEN PACKING LIST | PETUNIA CO. | 1 | PCS | 1 | [55 empty] | 0
4856 | RIB-40-03 | EREKT1012 |  | Earthing | Mould | High Quality ''Petweld'' ''T'' Connection Mould For 70 mm2 (Run) | 70/35mm | 1071-O2-PO-EL-PO-021-6013-A0-0-01 | OPEN PACKING LIST | PETUNIA CO. | 1 | PCS | 1 | [55 empty] | 0
4857 | 35 | EREKT1212 |  | Earthing | Mould | High Quality ''Petweld'' ''T'' Connection Mould For 70 mm2 (Run) | 70/70mm | 1071-O2-EL-PO-019-6014-A0-0-01 | OPEN PACKING LIST | PETUNIA CO. | 1 | PCS | 1 | [55 empty] | 0
4858 | 41 | EREKT1212 |  | Earthing | Mould | High Quality ''Petweld'' ''T'' Connection Mould For 70 mm2 (Run) | 70/70mm | 1071-O2-EL-PO-019-6014-A0-0-01 | OPEN PACKING LIST | PETUNIA CO. | 2 | PCS | 2 | [55 empty] | 0
4859 | 42 | EREKT1212 |  | Earthing | Mould | High Quality ''Petweld'' ''T'' Connection Mould For 70 mm2 (Run) | 70/70mm | 1071-O2-EL-PO-019-6014-A0-0-01 | OPEN PACKING LIST | PETUNIA CO. | 2 | PCS | 2 | [55 empty] | 0
4860 | 43 | EREKT1212 |  | Earthing | Mould | High Quality ''Petweld'' ''T'' Connection Mould For 70 mm2 (Run) | 70/70mm | 1071-O2-EL-PO-019-6014-A0-0-01 | OPEN PACKING LIST | PETUNIA CO. | 1 | PCS | 1 | [55 empty] | 0
4861 | 44 | EREKT1212 |  | Earthing | Mould | High Quality ''Petweld'' ''T'' Connection Mould For 70 mm2 (Run) | 70/70mm | 1071-O2-EL-PO-019-6014-A0-0-01 | OPEN PACKING LIST | PETUNIA CO. | 1 | PCS | 1 | [55 empty] | 0
4862 | 45 | EREKT1212 |  | Earthing | Mould | High Quality ''Petweld'' ''T'' Connection Mould For 70 mm2 (Run) | 70/70mm | 1071-O2-EL-PO-019-6014-A0-0-01 | OPEN PACKING LIST | Petunia Co. | 9 | PCS | 9 | [55 empty] | 0
4863 | 50 | EREKT1212 |  | Earthing | Mould | High Quality ''Petweld'' ''T'' Connection Mould For 70 mm2 (Run) | 70/70mm | 1071-O2-EL-PO-019-6014-A0-0-01 | OPEN PACKING LIST | PETUNIA CO. | 1 | PCS | 1 | [55 empty] | 0
4864 | 51 | EREKT1212 |  | Earthing | Mould | High Quality ''Petweld'' ''T'' Connection Mould For 70 mm2 (Run) | 70/70mm | 1071-O2-EL-PO-019-6014-A0-0-01 | OPEN PACKING LIST | PETUNIA CO. | 8 | PCS | 8 | [55 empty] | 0
4865 | 55 | EREKT1212 |  | Earthing | Mould | High Quality ''Petweld'' ''T'' Connection Mould For 70 mm2 (Run) | 70/70mm | 1071-O2-EL-PO-019-6014-A0-0-01 | OPEN PACKING LIST | PETUNIA CO. | 6 | PCS | 6 | [55 empty] | 0
4866 | 61 | EREKT1212 |  | Earthing | Mould | High Quality ''Petweld'' ''T'' Connection Mould For 70 mm2 (Run) | 70/70mm | 1071-O2-EL-PO-019-6014-A0-0-01 | OPEN PACKING LIST | PETUNIA CO. | 1 | PCS | 1 | [55 empty] | 0
4867 | BD-40-02 | EREKT1212 |  | Earthing | Mould | High Quality ''Petweld'' ''T'' Connection Mould For 70 mm2 (Run) | 70/70mm | 1071-O2-PO-EL-PO-021-6013-A0-0-01 | OPEN PACKING LIST | PETUNIA CO. | 1 | PCS | 1 | [55 empty] | 0
4868 | BD-40-10 | EREKT1212 |  | Earthing | Mould | High Quality ''Petweld'' ''T'' Connection Mould For 70 mm2 (Run) | 70/70mm | 1071-O2-PO-EL-PO-021-6013-A0-0-01 | OPEN PACKING LIST | PETUNIA CO. | 1 | PCS | 1 | [55 empty] | 0
4869 | BD-40-11 | EREKT1212 |  | Earthing | Mould | High Quality ''Petweld'' ''T'' Connection Mould For 70 mm2 (Run) | 70/70mm | 1071-O2-PO-EL-PO-021-6013-A0-0-01 | OPEN PACKING LIST | PETUNIA CO. | 1 | PCS | 1 | [55 empty] | 0
4870 | CR-40-02 | EREKT1212 |  | Earthing | Mould | High Quality ''Petweld'' ''T'' Connection Mould For 70 mm2 (Run) | 70/70mm | 1071-O2-PO-EL-PO-021-6013-A0-0-01 | OPEN PACKING LIST | PETUNIA CO. | 1 | PCS | 1 | [55 empty] | 0
4871 | RIB-40-01 | EREKT1212 |  | Earthing | Mould | High Quality ''Petweld'' ''T'' Connection Mould For 70 mm2 (Run) | 70/70mm | 1071-O2-PO-EL-PO-021-6013-A0-0-01 | OPEN PACKING LIST | PETUNIA CO. | 1 | PCS | 1 | [55 empty] | 0
4872 | RIB-40-02 | EREKT1212 |  | Earthing | Mould | High Quality ''Petweld'' ''T'' Connection Mould For 70 mm2 (Run) | 70/70mm | 1071-O2-PO-EL-PO-021-6013-A0-0-01 | OPEN PACKING LIST | PETUNIA CO. | 1 | PCS | 1 | [55 empty] | 0
4873 | RIB-40-03 | EREKT1212 |  | Earthing | Mould | High Quality ''Petweld'' ''T'' Connection Mould For 70 mm2 (Run) | 70/70mm | 1071-O2-PO-EL-PO-021-6013-A0-0-01 | OPEN PACKING LIST | PETUNIA CO. | 1 | PCS | 1 | [55 empty] | 0
4874 | 35 | ERERTT |  | Earthing | Necessary tools | 'Petweld'' Complete Cleaning Tools With Flint Gun & Gloves | - | 1071-O2-EL-PO-019-6014-A0-0-01 | OPEN PACKING LIST | PETUNIA CO. | 2 | PCS | 2 | [55 empty] | 0
4875 | 42 | ERERTT |  | Earthing | Necessary tools | 'Petweld'' Complete Cleaning Tools With Flint Gun & Gloves | - | 1071-O2-EL-PO-019-6014-A0-0-01 | OPEN PACKING LIST | PETUNIA CO. | 2 | PCS | 2 | [55 empty] | 0
4876 | 43 | ERERTT |  | Earthing | Necessary tools | 'Petweld'' Complete Cleaning Tools With Flint Gun & Gloves | - | 1071-O2-EL-PO-019-6014-A0-0-01 | OPEN PACKING LIST | PETUNIA CO. | 2 | PCS | 2 | [55 empty] | 0
4877 | 44 | ERERTT |  | Earthing | Necessary tools | 'Petweld'' Complete Cleaning Tools With Flint Gun & Gloves | - | 1071-O2-EL-PO-019-6014-A0-0-01 | OPEN PACKING LIST | PETUNIA CO. | 2 | PCS | 2 | [55 empty] | 0
4878 | 45 | ERERTT |  | Earthing | Necessary tools | 'Petweld'' Complete Cleaning Tools With Flint Gun & Gloves | - | 1071-O2-EL-PO-019-6014-A0-0-01 | OPEN PACKING LIST | Petunia Co. | 2 | PCS | 2 | [55 empty] | 0
4879 | 50 | ERERTT |  | Earthing | Necessary tools | 'Petweld'' Complete Cleaning Tools With Flint Gun & Gloves | - | 1071-O2-EL-PO-019-6014-A0-0-01 | OPEN PACKING LIST | PETUNIA CO. | 2 | PCS | 2 | [55 empty] | 0
4880 | 51 | ERERTT |  | Earthing | Necessary tools | 'Petweld'' Complete Cleaning Tools With Flint Gun & Gloves | - | 1071-O2-EL-PO-019-6014-A0-0-01 | OPEN PACKING LIST | PETUNIA CO. | 3 | PCS | 3 | [55 empty] | 0
4881 | 55 | ERERTT |  | Earthing | Necessary tools | 'Petweld'' Complete Cleaning Tools With Flint Gun & Gloves | - | 1071-O2-EL-PO-019-6014-A0-0-01 | OPEN PACKING LIST | PETUNIA CO. | 2 | PCS | 2 | [55 empty] | 0
4882 | 61 | ERERTT |  | Earthing | Necessary tools | 'Petweld'' Complete Cleaning Tools With Flint Gun & Gloves | - | 1071-O2-EL-PO-019-6014-A0-0-01 | OPEN PACKING LIST | PETUNIA CO. | 2 | PCS | 2 | [55 empty] | 0
4883 | BD-40-02 | ERERTT |  | Earthing | Necessary tools | 'Petweld'' Complete Cleaning Tools With Flint Gun & Gloves | - | 1071-O2-PO-EL-PO-021-6013-A0-0-01 | OPEN PACKING LIST | PETUNIA CO. | 1 | PCS | 1 | [55 empty] | 0
4884 | BD-40-10 | ERERTT |  | Earthing | Necessary tools | 'Petweld'' Complete Cleaning Tools With Flint Gun & Gloves | - | 1071-O2-PO-EL-PO-021-6013-A0-0-01 | OPEN PACKING LIST | PETUNIA CO. | 1 | PCS | 1 | [55 empty] | 0
4885 | BD-40-11 | ERERTT |  | Earthing | Necessary tools | 'Petweld'' Complete Cleaning Tools With Flint Gun & Gloves | - | 1071-O2-PO-EL-PO-021-6013-A0-0-01 | OPEN PACKING LIST | PETUNIA CO. | 1 | PCS | 1 | [55 empty] | 0
4886 | CR-40-01 | ERERTT |  | Earthing | Necessary tools | 'Petweld'' Complete Cleaning Tools With Flint Gun & Gloves | - | 1071-O2-PO-EL-PO-021-6013-A0-0-01 | OPEN PACKING LIST | PETUNIA CO. | 1 | PCS | 1 | [55 empty] | 0
4887 | CR-40-02 | ERERTT |  | Earthing | Necessary tools | 'Petweld'' Complete Cleaning Tools With Flint Gun & Gloves | - | 1071-O2-PO-EL-PO-021-6013-A0-0-01 | OPEN PACKING LIST | PETUNIA CO. | 1 | PCS | 1 | [55 empty] | 0
4888 | CR-40-03 | ERERTT |  | Earthing | Necessary tools | 'Petweld'' Complete Cleaning Tools With Flint Gun & Gloves | - | 1071-O2-PO-EL-PO-021-6013-A0-0-01 | OPEN PACKING LIST | PETUNIA CO. | 1 | PCS | 1 | [55 empty] | 0
4889 | RIB-40-01 | ERERTT |  | Earthing | Necessary tools | 'Petweld'' Complete Cleaning Tools With Flint Gun & Gloves | - | 1071-O2-PO-EL-PO-021-6013-A0-0-01 | OPEN PACKING LIST | PETUNIA CO. | 1 | PCS | 1 | [55 empty] | 0
4890 | RIB-40-02 | ERERTT |  | Earthing | Necessary tools | 'Petweld'' Complete Cleaning Tools With Flint Gun & Gloves | - | 1071-O2-PO-EL-PO-021-6013-A0-0-01 | OPEN PACKING LIST | PETUNIA CO. | 1 | PCS | 1 | [55 empty] | 0
4891 | RIB-40-03 | ERERTT |  | Earthing | Necessary tools | 'Petweld'' Complete Cleaning Tools With Flint Gun & Gloves | - | 1071-O2-PO-EL-PO-021-6013-A0-0-01 | OPEN PACKING LIST | PETUNIA CO. | 1 | PCS | 1 | [55 empty] | 0
4892 | SS-40-03 | ERERTT |  | Earthing | Necessary tools | 'Petweld'' Complete Cleaning Tools With Flint Gun & Gloves | - | 1071-O2-PO-EL-PO-021-6013-A0-0-01 | OPEN PACKING LIST | PETUNIA CO. | 1 | PCS | 1 | [55 empty] | 0
4893 | SS-40-04 | ERERTT |  | Earthing | Necessary tools | 'Petweld'' Complete Cleaning Tools With Flint Gun & Gloves | - | 1071-O2-PO-EL-PO-021-6013-A0-0-01 | OPEN PACKING LIST | PETUNIA CO. | 1 | PCS | 1 | [55 empty] | 0
4894 | SS-40-05 | ERERTT |  | Earthing | Necessary tools | 'Petweld'' Complete Cleaning Tools With Flint Gun & Gloves | - | 1071-O2-PO-EL-PO-021-6013-A0-0-01 | OPEN PACKING LIST | PETUNIA CO. | 1 | PCS | 1 | [55 empty] | 0
4895 | SS-40-09 | ERERTT |  | Earthing | Necessary tools | 'Petweld'' Complete Cleaning Tools With Flint Gun & Gloves | - | 1071-O2-PO-EL-PO-021-6013-A0-0-01 | OPEN PACKING LIST | PETUNIA CO. | 2 | PCS | 2 | [55 empty] | 0
4896 | 35 | EREKU0812 |  | Earthing | Welding Powder | Welding Powder Cartridges, For Tee Joint Of Conductors | 70/16mm | 1071-O2-EL-PO-019-6014-A0-0-01 | OPEN PACKING LIST | PETUNIA CO. | 57 | PCS | 57 | [55 empty] | 0
4897 | 41 | EREKU0812 |  | Earthing | Welding Powder | Welding Powder Cartridges, For Tee Joint Of Conductors | 70/16mm | 1071-O2-EL-PO-019-6014-A0-0-01 | OPEN PACKING LIST | PETUNIA CO. | 155 | PCS | 155 | [55 empty] | 0
4898 | 42 | EREKU0812 |  | Earthing | Welding Powder | Welding Powder Cartridges, For Tee Joint Of Conductors | 70/16mm | 1071-O2-EL-PO-019-6014-A0-0-01 | OPEN PACKING LIST | PETUNIA CO. | 65 | PCS | 65 | [55 empty] | 0
4899 | 43 | EREKU0812 |  | Earthing | Welding Powder | Welding Powder Cartridges, For Tee Joint Of Conductors | 70/16mm | 1071-O2-EL-PO-019-6014-A0-0-01 | OPEN PACKING LIST | PETUNIA CO. | 45 | PCS | 45 | [55 empty] | 0
4900 | 44 | EREKU0812 |  | Earthing | Welding Powder | Welding Powder Cartridges, For Tee Joint Of Conductors | 70/16mm | 1071-O2-EL-PO-019-6014-A0-0-01 | OPEN PACKING LIST | PETUNIA CO. | 7 | PCS | 7 | [55 empty] | 0
4901 | 45 | EREKU0812 |  | Earthing | Welding Powder | Welding Powder Cartridges, For Tee Joint Of Conductors | 70/16mm | 1071-O2-EL-PO-019-6014-A0-0-01 | OPEN PACKING LIST | Petunia Co. | 80 | PCS | 80 | [55 empty] | 0
4902 | 51 | EREKU0812 |  | Earthing | Welding Powder | Welding Powder Cartridges, For Tee Joint Of Conductors | 70/16mm | 1071-O2-EL-PO-019-6014-A0-0-01 | OPEN PACKING LIST | PETUNIA CO. | 285 | PCS | 285 | [55 empty] | 0
4903 | 55 | EREKU0812 |  | Earthing | Welding Powder | Welding Powder Cartridges, For Tee Joint Of Conductors | 70/16mm | 1071-O2-EL-PO-019-6014-A0-0-01 | OPEN PACKING LIST | PETUNIA CO. | 320 | PCS | 320 | [55 empty] | 0
4904 | 61 | EREKU0812 |  | Earthing | Welding Powder | Welding Powder Cartridges, For Tee Joint Of Conductors | 70/16mm | 1071-O2-EL-PO-019-6014-A0-0-01 | OPEN PACKING LIST | PETUNIA CO. | 10 | PCS | 10 | [55 empty] | 0
4905 | BD-40-02 | EREKU0812 |  | Earthing | Welding Powder | Welding Powder Cartridges, For Tee Joint Of Conductors | 70/16mm | 1071-O2-PO-EL-PO-021-6013-A0-0-01 | OPEN PACKING LIST | PETUNIA CO. | 5 | PCS | 5 | [55 empty] | 0
4906 | 35 | EREKU1212 |  | Earthing | Welding Powder | Welding Powder Cartridges, For Tee Joint Of Conductors | - | 1071-O2-EL-PO-019-6014-A0-0-01 | OPEN PACKING LIST | PETUNIA CO. | 14 | PCS | 14 | [55 empty] | 0
4907 | 41 | EREKU1212 |  | Earthing | Welding Powder | Welding Powder Cartridges, For Tee Joint Of Conductors | - | 1071-O2-EL-PO-019-6014-A0-0-01 | OPEN PACKING LIST | PETUNIA CO. | 55 | PCS | 55 | [55 empty] | 0
4908 | 42 | EREKU1212 |  | Earthing | Welding Powder | Welding Powder Cartridges, For Tee Joint Of Conductors | - | 1071-O2-EL-PO-019-6014-A0-0-01 | OPEN PACKING LIST | PETUNIA CO. | 75 | PCS | 75 | [55 empty] | 0
4909 | 43 | EREKU1212 |  | Earthing | Welding Powder | Welding Powder Cartridges, For Tee Joint Of Conductors | - | 1071-O2-EL-PO-019-6014-A0-0-01 | OPEN PACKING LIST | PETUNIA CO. | 25 | PCS | 25 | [55 empty] | 0
4910 | 44 | EREKU1212 |  | Earthing | Welding Powder | Welding Powder Cartridges, For Tee Joint Of Conductors | - | 1071-O2-EL-PO-019-6014-A0-0-01 | OPEN PACKING LIST | PETUNIA CO. | 27 | PCS | 27 | [55 empty] | 0
4911 | 45 | EREKU1212 |  | Earthing | Welding Powder | Welding Powder Cartridges, For Tee Joint Of Conductors | - | 1071-O2-EL-PO-019-6014-A0-0-01 | OPEN PACKING LIST | Petunia Co. | 305 | PCS | 305 | [55 empty] | 0
4912 | 51 | EREKU1212 |  | Earthing | Welding Powder | Welding Powder Cartridges, For Tee Joint Of Conductors | - | 1071-O2-EL-PO-019-6014-A0-0-01 | OPEN PACKING LIST | PETUNIA CO. | 276 | PCS | 276 | [55 empty] | 0
4913 | 55 | EREKU1212 |  | Earthing | Welding Powder | Welding Powder Cartridges, For Tee Joint Of Conductors | - | 1071-O2-EL-PO-019-6014-A0-0-01 | OPEN PACKING LIST | PETUNIA CO. | 180 | PCS | 180 | [55 empty] | 0
4914 | 61 | EREKU1212 |  | Earthing | Welding Powder | Welding Powder Cartridges, For Tee Joint Of Conductors | - | 1071-O2-EL-PO-019-6014-A0-0-01 | OPEN PACKING LIST | PETUNIA CO. | 40 | PCS | 40 | [55 empty] | 0
4915 | BD-40-02 | EREKU1212 |  | Earthing | Welding Powder | Welding Powder Cartridges, For Tee Joint Of Conductors | - | 1071-O2-PO-EL-PO-021-6013-A0-0-01 | OPEN PACKING LIST | PETUNIA CO. | 5 | PCS | 5 | [55 empty] | 0
4916 | BD-40-10 | EREKU1212 |  | Earthing | Welding Powder | Welding Powder Cartridges, For Tee Joint Of Conductors | - | 1071-O2-PO-EL-PO-021-6013-A0-0-01 | OPEN PACKING LIST | PETUNIA CO. | 5 | PCS | 5 | [55 empty] | 0
4917 | BD-40-11 | EREKU1212 |  | Earthing | Welding Powder | Welding Powder Cartridges, For Tee Joint Of Conductors | - | 1071-O2-PO-EL-PO-021-6013-A0-0-01 | OPEN PACKING LIST | PETUNIA CO. | 5 | PCS | 5 | [55 empty] | 0
4918 | 50 | EREKT1018 |  | Earthing | Mould | High Quality ''Petweld'' ''T'' Connection Mould For 300mm2 (Run) | 300/35mm | 1071-O2-EL-PO-019-6014-A0-0-01 | OPEN PACKING LIST | PETUNIA CO. | 1 | PCS | 1 | [55 empty] | 0
4919 | CR-40-01 | EREKT1018 |  | Earthing | Mould | High Quality ''Petweld'' ''T'' Connection Mould For 300mm2 (Run) | 300/35mm | 1071-O2-PO-EL-PO-021-6013-A0-0-01 | OPEN PACKING LIST | PETUNIA CO. | 1 | PCS | 1 | [55 empty] | 0
4920 | CR-40-03 | EREKT1018 |  | Earthing | Mould | High Quality ''Petweld'' ''T'' Connection Mould For 300mm2 (Run) | 300/35mm | 1071-O2-PO-EL-PO-021-6013-A0-0-01 | OPEN PACKING LIST | PETUNIA CO. | 1 | PCS | 1 | [55 empty] | 0
4921 | SS-40-03 | EREKT1018 |  | Earthing | Mould | High Quality ''Petweld'' ''T'' Connection Mould For 300mm2 (Run) | 300/35mm | 1071-O2-PO-EL-PO-021-6013-A0-0-01 | OPEN PACKING LIST | PETUNIA CO. | 1 | PCS | 1 | [55 empty] | 0
4922 | SS-40-04 | EREKT1018 |  | Earthing | Mould | High Quality ''Petweld'' ''T'' Connection Mould For 300mm2 (Run) | 300/35mm | 1071-O2-PO-EL-PO-021-6013-A0-0-01 | OPEN PACKING LIST | PETUNIA CO. | 1 | PCS | 1 | [55 empty] | 0
4923 | SS-40-05 | EREKT1018 |  | Earthing | Mould | High Quality ''Petweld'' ''T'' Connection Mould For 300mm2 (Run) | 300/35mm | 1071-O2-PO-EL-PO-021-6013-A0-0-01 | OPEN PACKING LIST | PETUNIA CO. | 1 | PCS | 1 | [55 empty] | 0
4924 | SS-40-09 | EREKT1018 |  | Earthing | Mould | High Quality ''Petweld'' ''T'' Connection Mould For 300mm2 (Run) | 300/35mm | 1071-O2-PO-EL-PO-021-6013-A0-0-01 | OPEN PACKING LIST | PETUNIA CO. | 1 | PCS | 1 | [55 empty] | 0
4925 | CR-40-01 | EREKT1218 |  | Earthing | Mould | High Quality ''Petweld'' ''T'' Connection Mould For 300mm2 | 300/70mm | 1071-O2-PO-EL-PO-021-6013-A0-0-01 | OPEN PACKING LIST | PETUNIA CO. | 1 | PCS | 1 | [55 empty] | 0
4926 | CR-40-03 | EREKT1218 |  | Earthing | Mould | High Quality ''Petweld'' ''T'' Connection Mould For 300mm2 | 300/70mm | 1071-O2-PO-EL-PO-021-6013-A0-0-01 | OPEN PACKING LIST | PETUNIA CO. | 1 | PCS | 1 | [55 empty] | 0
4927 | SS-40-03 | EREKT1218 |  | Earthing | Mould | High Quality ''Petweld'' ''T'' Connection Mould For 300mm2 | 300/70mm | 1071-O2-PO-EL-PO-021-6013-A0-0-01 | OPEN PACKING LIST | PETUNIA CO. | 1 | PCS | 1 | [55 empty] | 0
4928 | SS-40-04 | EREKT1218 |  | Earthing | Mould | High Quality ''Petweld'' ''T'' Connection Mould For 300mm2 | 300/70mm | 1071-O2-PO-EL-PO-021-6013-A0-0-01 | OPEN PACKING LIST | PETUNIA CO. | 1 | PCS | 1 | [55 empty] | 0
4929 | SS-40-05 | EREKT1218 |  | Earthing | Mould | High Quality ''Petweld'' ''T'' Connection Mould For 300mm2 | 300/70mm | 1071-O2-PO-EL-PO-021-6013-A0-0-01 | OPEN PACKING LIST | PETUNIA CO. | 1 | PCS | 1 | [55 empty] | 0
4930 | SS-40-09 | EREKT1218 |  | Earthing | Mould | High Quality ''Petweld'' ''T'' Connection Mould For 300mm2 | 300/70mm | 1071-O2-PO-EL-PO-021-6013-A0-0-01 | OPEN PACKING LIST | PETUNIA CO. | 1 | PCS | 1 | [55 empty] | 0
4931 | SS-40-03 | ERENCN |  | Earthing | AIR ROD | Nickel Chrome Coated Copper Air Terminal,16mm Dia,500mm Length | 0.5m | 1071-O2-PO-EL-PO-021-6013-A0-0-01 | OPEN PACKING LIST | PETUNIA CO. | 42 | PCS | 42 | [55 empty] | 0
4932 | SS-40-04 | ERENCN |  | Earthing | AIR ROD | Nickel Chrome Coated Copper Air Terminal,16mm Dia,500mm Length | 0.5m | 1071-O2-PO-EL-PO-021-6013-A0-0-01 | OPEN PACKING LIST | PETUNIA CO. | 35 | PCS | 35 | [55 empty] | 0
4933 | SS-40-05 | ERENCN |  | Earthing | AIR ROD | Nickel Chrome Coated Copper Air Terminal,16mm Dia,500mm Length | 0.5m | 1071-O2-PO-EL-PO-021-6013-A0-0-01 | OPEN PACKING LIST | PETUNIA CO. | 58 | PCS | 58 | [55 empty] | 0
4934 | SS-40-09 | ERENCN |  | Earthing | AIR ROD | Nickel Chrome Coated Copper Air Terminal,16mm Dia,500mm Length | 0.5m | 1071-O2-PO-EL-PO-021-6013-A0-0-01 | OPEN PACKING LIST | PETUNIA CO. | 58 | PCS | 58 | [55 empty] | 0
4935 | SS-40-03 | EREKU1418 |  | Earthing | Welding Powder | Welding Powder Cartridges, For Tee Joint Of Conductors | 300/120mm | 1071-O2-PO-EL-PO-021-6013-A0-0-01 | OPEN PACKING LIST | PETUNIA CO. | 9 | PCS | 9 | [55 empty] | 0
4936 | SS-40-04 | EREKU1418 |  | Earthing | Welding Powder | Welding Powder Cartridges, For Tee Joint Of Conductors | 300/120mm | 1071-O2-PO-EL-PO-021-6013-A0-0-01 | OPEN PACKING LIST | PETUNIA CO. | 5 | PCS | 5 | [55 empty] | 0
4937 | SS-40-05 | EREKU1418 |  | Earthing | Welding Powder | Welding Powder Cartridges, For Tee Joint Of Conductors | 300/120mm | 1071-O2-PO-EL-PO-021-6013-A0-0-01 | OPEN PACKING LIST | PETUNIA CO. | 5 | PCS | 5 | [55 empty] | 0
4938 | SS-40-09 | EREKU1418 |  | Earthing | Welding Powder | Welding Powder Cartridges, For Tee Joint Of Conductors | 300/120mm | 1071-O2-PO-EL-PO-021-6013-A0-0-01 | OPEN PACKING LIST | PETUNIA CO. | 3 | PCS | 3 | [55 empty] | 0
4939 | SS-40-03 | EREKU1618 |  | Earthing | Welding Powder | Welding Powder Cartridges, For Tee Joint Of Conductors | 300/185mm | 1071-O2-PO-EL-PO-021-6013-A0-0-01 | OPEN PACKING LIST | PETUNIA CO. | 3 | PCS | 3 | [55 empty] | 0
4940 | SS-40-05 | EREKU1618 |  | Earthing | Welding Powder | Welding Powder Cartridges, For Tee Joint Of Conductors | 300/185mm | 1071-O2-PO-EL-PO-021-6013-A0-0-01 | OPEN PACKING LIST | PETUNIA CO. | 10 | PCS | 10 | [55 empty] | 0
4941 | SS-40-09 | EREKU1618 |  | Earthing | Welding Powder | Welding Powder Cartridges, For Tee Joint Of Conductors | 300/185mm | 1071-O2-PO-EL-PO-021-6013-A0-0-01 | OPEN PACKING LIST | PETUNIA CO. | 3 | PCS | 3 | [55 empty] | 0
4942 | SS-40-03 | EREKT0818 |  | Earthing | Mould | High Quality ''Petweld'' ''T'' Connection Mould For 300mm2 | 300/16mm | 1071-O2-PO-EL-PO-021-6013-A0-0-01 | OPEN PACKING LIST | PETUNIA CO. | 1 | PCS | 1 | [55 empty] | 0
4943 | SS-40-04 | EREKT0818 |  | Earthing | Mould | High Quality ''Petweld'' ''T'' Connection Mould For 300mm2 | 300/16mm | 1071-O2-PO-EL-PO-021-6013-A0-0-01 | OPEN PACKING LIST | PETUNIA CO. | 1 | PCS | 1 | [55 empty] | 0
4944 | SS-40-05 | EREKT0818 |  | Earthing | Mould | High Quality ''Petweld'' ''T'' Connection Mould For 300mm2 | 300/16mm | 1071-O2-PO-EL-PO-021-6013-A0-0-01 | OPEN PACKING LIST | PETUNIA CO. | 1 | PCS | 1 | [55 empty] | 0
4945 | SS-40-09 | EREKT0818 |  | Earthing | Mould | High Quality ''Petweld'' ''T'' Connection Mould For 300mm2 | 300/16mm | 1071-O2-PO-EL-PO-021-6013-A0-0-01 | OPEN PACKING LIST | PETUNIA CO. | 1 | PCS | 1 | [55 empty] | 0
4946 | SS-40-03 | EREKT1618 | EREKT1718 | Earthing | Mould | High Quality ''Petweld'' ''T'' Connection Mould For 300mm2 | 300/185mm | 1071-O2-PO-EL-PO-021-6013-A0-0-01 | OPEN PACKING LIST | PETUNIA CO. | 1 | PCS | 1 | [55 empty] | 0
4947 | SS-40-03 | EREKT1818 | EREKT1718 | Earthing | Mould | High Quality ''Petweld'' ''T'' Connection Mould For 300mm2 | 300/300mm | 1071-O2-PO-EL-PO-021-6013-A0-0-01 | OPEN PACKING LIST | PETUNIA CO. | 1 | PCS | 1 | [55 empty] | 0
4948 | SS-40-04 | EREKT1818 | EREKT1718 | Earthing | Mould | High Quality ''Petweld'' ''T'' Connection Mould For 300mm2 | 300/300mm | 1071-O2-PO-EL-PO-021-6013-A0-0-01 | OPEN PACKING LIST | PETUNIA CO. | 1 | PCS | 1 | [55 empty] | 0
4949 | SS-40-05 | EREKT1618 | EREKT1718 | Earthing | Mould | High Quality ''Petweld'' ''T'' Connection Mould For 300mm2 | 300/185mm | 1071-O2-PO-EL-PO-021-6013-A0-0-01 | OPEN PACKING LIST | PETUNIA CO. | 1 | PCS | 1 | [55 empty] | 0
4950 | SS-40-05 | EREKT1818 | EREKT1718 | Earthing | Mould | High Quality ''Petweld'' ''T'' Connection Mould For 300mm2 | 300/300mm | 1071-O2-PO-EL-PO-021-6013-A0-0-01 | OPEN PACKING LIST | PETUNIA CO. | 1 | PCS | 1 | [55 empty] | 0
4951 | SS-40-09 | EREKT1618 | EREKT1718 | Earthing | Mould | High Quality ''Petweld'' ''T'' Connection Mould For 300mm2 | 300/185mm | 1071-O2-PO-EL-PO-021-6013-A0-0-01 | OPEN PACKING LIST | PETUNIA CO. | 1 | PCS | 1 | [55 empty] | 0
4952 | SS-40-09 | EREKT1818 | EREKT1718 | Earthing | Mould | High Quality ''Petweld'' ''T'' Connection Mould For 300mm2 | 300/300mm | 1071-O2-PO-EL-PO-021-6013-A0-0-01 | OPEN PACKING LIST | PETUNIA CO. | 1 | PCS | 1 | [55 empty] | 0
4953 | BD-40-02 | EREMHX |  | Earthing | PIT | Concrete Inspection 400*400*600mm Pit With Test Link | 40*40*60cm | 1071-O2-PO-EL-PO-021-6013-A0-0-01 | OPEN PACKING LIST | PETUNIA CO. | 5 | PCS | 5 | [55 empty] | 0
4954 | CR-40-01 | EREMHX |  | Earthing | PIT | Concrete Inspection 400*400*600mm Pit With Test Link | 40*40*60cm | 1071-O2-PO-EL-PO-021-6013-A0-0-01 | OPEN PACKING LIST | PETUNIA CO. | 14 | PCS | 14 | [55 empty] | 0
4955 | CR-40-02 | EREMHX |  | Earthing | PIT | Concrete Inspection 400*400*600mm Pit With Test Link | 40*40*60cm | 1071-O2-PO-EL-PO-021-6013-A0-0-01 | OPEN PACKING LIST | PETUNIA CO. | 10 | PCS | 10 | [55 empty] | 0
4956 | CR-40-03 | EREMHX |  | Earthing | PIT | Concrete Inspection 400*400*600mm Pit With Test Link | 40*40*60cm | 1071-O2-PO-EL-PO-021-6013-A0-0-01 | OPEN PACKING LIST | PETUNIA CO. | 8 | PCS | 8 | [55 empty] | 0
4957 | RIB-40-01 | EREMHX |  | Earthing | PIT | Concrete Inspection 400*400*600mm Pit With Test Link | 40*40*60cm | 1071-O2-PO-EL-PO-021-6013-A0-0-01 | OPEN PACKING LIST | PETUNIA CO. | 10 | PCS | 10 | [55 empty] | 0
4958 | RIB-40-02 | EREMHX |  | Earthing | PIT | Concrete Inspection 400*400*600mm Pit With Test Link | 40*40*60cm | 1071-O2-PO-EL-PO-021-6013-A0-0-01 | OPEN PACKING LIST | PETUNIA CO. | 10 | PCS | 10 | [55 empty] | 0
4959 | RIB-40-03 | EREMHX |  | Earthing | PIT | Concrete Inspection 400*400*600mm Pit With Test Link | 40*40*60cm | 1071-O2-PO-EL-PO-021-6013-A0-0-01 | OPEN PACKING LIST | PETUNIA CO. | 10 | PCS | 10 | [55 empty] | 0
4960 | SS-40-03 | EREMHX |  | Earthing | PIT | Concrete Inspection 400*400*600mm Pit With Test Link | 40*40*60cm | 1071-O2-PO-EL-PO-021-6013-A0-0-01 | OPEN PACKING LIST | PETUNIA CO. | 25 | PCS | 25 | [55 empty] | 0
4961 | SS-40-05 | EREMHX |  | Earthing | PIT | Concrete Inspection 400*400*600mm Pit With Test Link | 40*40*60cm | 1071-O2-PO-EL-PO-021-6013-A0-0-01 | OPEN PACKING LIST | PETUNIA CO. | 25 | PCS | 25 | [55 empty] | 0
4962 | SS-40-09 | EREMHX |  | Earthing | PIT | Concrete Inspection 400*400*600mm Pit With Test Link | 40*40*60cm | 1071-O2-PO-EL-PO-021-6013-A0-0-01 | OPEN PACKING LIST | PETUNIA CO. | 27 | PCS | 27 | [55 empty] | 0
4963 | 35 | ERECC0510 |  | Earthing | Bolt | Compression Cable Lug(35mm), Tinned Copper Type With Bolt (M10*30) , Nut | M10*30 | 1071-O2-EL-PO-019-6014-A0-0-01 | OPEN PACKING LIST | PETUNIA CO. | 45 | PCS | 45 | [55 empty] | 0
4964 | 41 | ERECC0510 |  | Earthing | Bolt | Compression Cable Lug(35mm), Tinned Copper Type With Bolt (M10*30) , Nut | M10*30 | 1071-O2-EL-PO-019-6014-A0-0-01 | OPEN PACKING LIST | PETUNIA CO. | 92 | PCS | 92 | [55 empty] | 0
4965 | 42 | ERECC0510 |  | Earthing | Bolt | Compression Cable Lug(35mm), Tinned Copper Type With Bolt (M10*30) , Nut | M10*30 | 1071-O2-EL-PO-019-6014-A0-0-01 | OPEN PACKING LIST | PETUNIA CO. | 75 | PCS | 75 | [55 empty] | 0
4966 | 43 | ERECC0510 |  | Earthing | Bolt | Compression Cable Lug(35mm), Tinned Copper Type With Bolt (M10*30) , Nut | M10*30 | 1071-O2-EL-PO-019-6014-A0-0-01 | OPEN PACKING LIST | PETUNIA CO. | 15 | PCS | 15 | [55 empty] | 0
4967 | 44 | ERECC0510 |  | Earthing | Bolt | Compression Cable Lug(35mm), Tinned Copper Type With Bolt (M10*30) , Nut | M10*30 | 1071-O2-EL-PO-019-6014-A0-0-01 | OPEN PACKING LIST | PETUNIA CO. | 26 | PCS | 26 | [55 empty] | 0
4968 | 45 | ERECC0510 |  | Earthing | Bolt | Compression Cable Lug(35mm), Tinned Copper Type With Bolt (M10*30) , Nut | M10*30 | 1071-O2-EL-PO-019-6014-A0-0-01 | OPEN PACKING LIST | Petunia Co. | 60 | PCS | 60 | [55 empty] | 0
4969 | 51 | ERECC0510 |  | Earthing | Bolt | Compression Cable Lug(35mm), Tinned Copper Type With Bolt (M10*30) , Nut | M10*30 | 1071-O2-EL-PO-019-6014-A0-0-01 | OPEN PACKING LIST | PETUNIA CO. | 200 | PCS | 200 | [55 empty] | 0
4970 | 55 | ERECC0510 |  | Earthing | Bolt | Compression Cable Lug(35mm), Tinned Copper Type With Bolt (M10*30) , Nut | M10*30 | 1071-O2-EL-PO-019-6014-A0-0-01 | OPEN PACKING LIST | PETUNIA CO. | 120 | PCS | 120 | [55 empty] | 0
4971 | 61 | ERECC0510 |  | Earthing | Bolt | Compression Cable Lug(35mm), Tinned Copper Type With Bolt (M10*30) , Nut | M10*30 | 1071-O2-EL-PO-019-6014-A0-0-01 | OPEN PACKING LIST | PETUNIA CO. | 35 | PCS | 35 | [55 empty] | 0
4972 | BD-40-02 | ERECC0510 |  | Earthing | Bolt | Compression Cable Lug(35mm), Tinned Copper Type With Bolt (M10*30) , Nut | M10*30 | 1071-O2-PO-EL-PO-021-6013-A0-0-01 | OPEN PACKING LIST | PETUNIA CO. | 49 | PCS | 49 | [55 empty] | 0
4973 | BD-40-10 | ERECC0510 |  | Earthing | Bolt | Compression Cable Lug(35mm), Tinned Copper Type With Bolt (M10*30) , Nut | M10*30 | 1071-O2-PO-EL-PO-021-6013-A0-0-01 | OPEN PACKING LIST | PETUNIA CO. | 65 | PCS | 65 | [55 empty] | 0
4974 | BD-40-11 | ERECC0510 |  | Earthing | Bolt | Compression Cable Lug(35mm), Tinned Copper Type With Bolt (M10*30) , Nut | M10*30 | 1071-O2-PO-EL-PO-021-6013-A0-0-01 | OPEN PACKING LIST | PETUNIA CO. | 25 | PCS | 25 | [55 empty] | 0
4975 | CR-40-01 | ERECC0510 |  | Earthing | Bolt | Compression Cable Lug(35mm), Tinned Copper Type With Bolt (M10*30) , Nut | M10*30 | 1071-O2-PO-EL-PO-021-6013-A0-0-01 | OPEN PACKING LIST | PETUNIA CO. | 170 | PCS | 170 | [55 empty] | 0
4976 | CR-40-02 | ERECC0510 |  | Earthing | Bolt | Compression Cable Lug(35mm), Tinned Copper Type With Bolt (M10*30) , Nut | M10*30 | 1071-O2-PO-EL-PO-021-6013-A0-0-01 | OPEN PACKING LIST | PETUNIA CO. | 38 | PCS | 38 | [55 empty] | 0
4977 | RIB-40-01 | ERECC0510 |  | Earthing | Bolt | Compression Cable Lug(35mm), Tinned Copper Type With Bolt (M10*30) , Nut | M10*30 | 1071-O2-PO-EL-PO-021-6013-A0-0-01 | OPEN PACKING LIST | PETUNIA CO. | 30 | PCS | 30 | [55 empty] | 0
4978 | RIB-40-02 | ERECC0510 |  | Earthing | Bolt | Compression Cable Lug(35mm), Tinned Copper Type With Bolt (M10*30) , Nut | M10*30 | 1071-O2-PO-EL-PO-021-6013-A0-0-01 | OPEN PACKING LIST | PETUNIA CO. | 31 | PCS | 31 | [55 empty] | 0
4979 | RIB-40-03 | ERECC0510 |  | Earthing | Bolt | Compression Cable Lug(35mm), Tinned Copper Type With Bolt (M10*30) , Nut | M10*30 | 1071-O2-PO-EL-PO-021-6013-A0-0-01 | OPEN PACKING LIST | PETUNIA CO. | 31 | PCS | 31 | [55 empty] | 0
4980 | SS-40-03 | ERECC0510 |  | Earthing | Bolt | Compression Cable Lug(35mm), Tinned Copper Type With Bolt (M10*30) , Nut | M10*30 | 1071-O2-PO-EL-PO-021-6013-A0-0-01 | OPEN PACKING LIST | PETUNIA CO. | 130 | PCS | 130 | [55 empty] | 0
4981 | SS-40-04 | ERECC0510 |  | Earthing | Bolt | Compression Cable Lug(35mm), Tinned Copper Type With Bolt (M10*30) , Nut | M10*30 | 1071-O2-PO-EL-PO-021-6013-A0-0-01 | OPEN PACKING LIST | PETUNIA CO. | 130 | PCS | 130 | [55 empty] | 0
4982 | SS-40-05 | ERECC0510 |  | Earthing | Bolt | Compression Cable Lug(35mm), Tinned Copper Type With Bolt (M10*30) , Nut | M10*30 | 1071-O2-PO-EL-PO-021-6013-A0-0-01 | OPEN PACKING LIST | PETUNIA CO. | 130 | PCS | 130 | [55 empty] | 0
4983 | SS-40-09 | ERECC0510 |  | Earthing | Bolt | Compression Cable Lug(35mm), Tinned Copper Type With Bolt (M10*30) , Nut | M10*30 | 1071-O2-PO-EL-PO-021-6013-A0-0-01 | OPEN PACKING LIST | PETUNIA CO. | 148 | PCS | 148 | [55 empty] | 0
4984 | 41 | ERECC0512 |  | Earthing | CABLE LUG | 70mm2 Copper Tinned Cable Lug With A Hole M12mm Dia | 70mm | 1071-O2-EL-PO-019-6014-A0-0-01 | OPEN PACKING LIST | PETUNIA CO. | 40 | PCS | 40 | [55 empty] | 0
4985 | 42 | ERECC0512 |  | Earthing | CABLE LUG | 70mm2 Copper Tinned Cable Lug With A Hole M12mm Dia | 70mm | 1071-O2-EL-PO-019-6014-A0-0-01 | OPEN PACKING LIST | PETUNIA CO. | 35 | PCS | 35 | [55 empty] | 0
4986 | 43 | ERECC0512 |  | Earthing | CABLE LUG | 70mm2 Copper Tinned Cable Lug With A Hole M12mm Dia | 70mm | 1071-O2-EL-PO-019-6014-A0-0-01 | OPEN PACKING LIST | PETUNIA CO. | 10 | PCS | 10 | [55 empty] | 0
4987 | 44 | ERECC0512 |  | Earthing | CABLE LUG | 70mm2 Copper Tinned Cable Lug With A Hole M12mm Dia | 70mm | 1071-O2-EL-PO-019-6014-A0-0-01 | OPEN PACKING LIST | PETUNIA CO. | 14 | PCS | 14 | [55 empty] | 0
4988 | 45 | ERECC0512 |  | Earthing | CABLE LUG | 70mm2 Copper Tinned Cable Lug With A Hole M12mm Dia | 70mm | 1071-O2-EL-PO-019-6014-A0-0-01 | OPEN PACKING LIST | Petunia Co. | 205 | PCS | 205 | [55 empty] | 0
4989 | 51 | ERECC0512 |  | Earthing | CABLE LUG | 70mm2 Copper Tinned Cable Lug With A Hole M12mm Dia | 70mm | 1071-O2-EL-PO-019-6014-A0-0-01 | OPEN PACKING LIST | PETUNIA CO. | 175 | PCS | 175 | [55 empty] | 0
4990 | 55 | ERECC0512 |  | Earthing | CABLE LUG | 70mm2 Copper Tinned Cable Lug With A Hole M12mm Dia | 70mm | 1071-O2-EL-PO-019-6014-A0-0-01 | OPEN PACKING LIST | PETUNIA CO. | 80 | PCS | 80 | [55 empty] | 0
4991 | 61 | ERECC0512 |  | Earthing | CABLE LUG | 70mm2 Copper Tinned Cable Lug With A Hole M12mm Dia | 70mm | 1071-O2-EL-PO-019-6014-A0-0-01 | OPEN PACKING LIST | PETUNIA CO. | 24 | PCS | 24 | [55 empty] | 0
4992 | 41 | ERECC0512 |  | Earthing | Bolt | M12*30,Bolt,Nut,Spring Washer & 2 Flat Washer (Stainless Steel)&35 Nos H.D.G | M12*30 | 1071-O2-EL-PO-019-6014-A0-0-01 | OPEN PACKING LIST | PETUNIA CO. | 40 | PCS | 40 | [55 empty] | 0
4993 | 42 | ERECC0512 |  | Earthing | Bolt | M12*30,Bolt,Nut,Spring Washer & 2 Flat Washer (Stainless Steel)&35 Nos H.D.G | M12*30 | 1071-O2-EL-PO-019-6014-A0-0-01 | OPEN PACKING LIST | PETUNIA CO. | 35 | PCS | 35 | [55 empty] | 0
4994 | 43 | ERECC0512 |  | Earthing | Bolt | M12*30,Bolt,Nut,Spring Washer & 2 Flat Washer (Stainless Steel)&35 Nos H.D.G | M12*30 | 1071-O2-EL-PO-019-6014-A0-0-01 | OPEN PACKING LIST | PETUNIA CO. | 10 | PCS | 10 | [55 empty] | 0
4995 | 44 | ERECC0512 |  | Earthing | Bolt | M12*30,Bolt,Nut,Spring Washer & 2 Flat Washer (Stainless Steel)&35 Nos H.D.G | M12*30 | 1071-O2-EL-PO-019-6014-A0-0-01 | OPEN PACKING LIST | PETUNIA CO. | 14 | PCS | 14 | [55 empty] | 0
4996 | 45 | ERECC0512 |  | Earthing | Bolt | M12*30,Bolt,Nut,Spring Washer & 2 Flat Washer (Stainless Steel)&35 Nos H.D.G | M12*30 | 1071-O2-EL-PO-019-6014-A0-0-01 | OPEN PACKING LIST | Petunia Co. | 205 | PCS | 205 | [55 empty] | 0
4997 | 51 | ERECC0512 |  | Earthing | Bolt | M12*30,Bolt,Nut,Spring Washer & 2 Flat Washer (Stainless Steel)&35 Nos H.D.G | M12*30 | 1071-O2-EL-PO-019-6014-A0-0-01 | OPEN PACKING LIST | PETUNIA CO. | 175 | PCS | 175 | [55 empty] | 0
4998 | 55 | ERECC0512 |  | Earthing | Bolt | M12*30,Bolt,Nut,Spring Washer & 2 Flat Washer (Stainless Steel)&35 Nos H.D.G | M12*30 | 1071-O2-EL-PO-019-6014-A0-0-01 | OPEN PACKING LIST | PETUNIA CO. | 80 | PCS | 80 | [55 empty] | 0
4999 | 61 | ERECC0512 |  | Earthing | Bolt | M12*30,Bolt,Nut,Spring Washer & 2 Flat Washer (Stainless Steel)&35 Nos H.D.G | M12*30 | 1071-O2-EL-PO-019-6014-A0-0-01 | OPEN PACKING LIST | PETUNIA CO. | 24 | PCS | 24 | [55 empty] | 0
5000 | 42 | ERECC0205 |  | Earthing | Bolt | M6*30,Bolt(4mm),Nut,Spring Washer & 2 Flat Washer (H.D.G) | M6*30 | 1071-O2-EL-PO-019-6014-A0-0-01 | OPEN PACKING LIST | PETUNIA CO. | 55 | PCS | 55 | [55 empty] | 0
5001 | 45 | ERECC0205 |  | Earthing | Bolt | M6*30,Bolt(4mm),Nut,Spring Washer & 2 Flat Washer (H.D.G) | M6*30 | 1071-O2-EL-PO-019-6014-A0-0-01 | OPEN PACKING LIST | Petunia Co. | 20 | PCS | 20 | [55 empty] | 0
5002 | 51 | ERECC0205 |  | Earthing | Bolt | M6*30,Bolt(4mm),Nut,Spring Washer & 2 Flat Washer (H.D.G) | M6*30 | 1071-O2-EL-PO-019-6014-A0-0-01 | OPEN PACKING LIST | PETUNIA CO. | 710 | PCS | 710 | [55 empty] | 0
5003 | 61 | EREKC1212 |  | Earthing | Mould HANDLE | 'Petweld'' Mould Handle Clamp Type Nhc-80 | - | 1071-O2-EL-PO-019-6014-A0-0-01 | OPEN PACKING LIST | PETUNIA CO. | 2 | PCS | 2 | [55 empty] | 0
5004 | 51 | ERENLN |  | Earthing | AIR ROD Place | Brass Air Rod Adapting Place For 16mm Air Rod To 2'' Galvanized | - | 1071-O2-EL-PO-019-6014-A0-0-01 | OPEN PACKING LIST | PETUNIA CO. | 2 | PCS | 2 | [55 empty] | 0
5005 | 55 | ERENLN |  | Earthing | AIR ROD Place | Brass Air Rod Adapting Place For 16mm Air Rod To 2'' Galvanized | - | 1071-O2-EL-PO-019-6014-A0-0-01 | OPEN PACKING LIST | PETUNIA CO. | 4 | PCS | 4 | [55 empty] | 0
5006 | CR-40-01 | EREKT1018 |  | Earthing | Mould HANDLE | Petweld'' Mould Handle Clamp Type Nhc-80 | - | 1071-O2-PO-EL-PO-021-6013-A0-0-01 | OPEN PACKING LIST | PETUNIA CO. | 2 | PCS | 2 | [55 empty] | 0
5007 | CR-40-03 | EREKT1018 |  | Earthing | Mould HANDLE | Petweld'' Mould Handle Clamp Type Nhc-80 | - | 1071-O2-PO-EL-PO-021-6013-A0-0-01 | OPEN PACKING LIST | PETUNIA CO. | 2 | PCS | 2 | [55 empty] | 0
5008 | SS-40-03 | EREKT1018 |  | Earthing | Mould HANDLE | Petweld'' Mould Handle Clamp Type Nhc-80 | - | 1071-O2-PO-EL-PO-021-6013-A0-0-01 | OPEN PACKING LIST | PETUNIA CO. | 2 | PCS | 2 | [55 empty] | 0
5009 | SS-40-04 | EREKT1018 |  | Earthing | Mould HANDLE | Petweld'' Mould Handle Clamp Type Nhc-80 | - | 1071-O2-PO-EL-PO-021-6013-A0-0-01 | OPEN PACKING LIST | PETUNIA CO. | 2 | PCS | 2 | [55 empty] | 0
5010 | SS-40-05 | EREKT1018 |  | Earthing | Mould HANDLE | Petweld'' Mould Handle Clamp Type Nhc-80 | - | 1071-O2-PO-EL-PO-021-6013-A0-0-01 | OPEN PACKING LIST | PETUNIA CO. | 3 | PCS | 3 | [55 empty] | 0
5011 | SS-40-09 | EREKT1018 |  | Earthing | Mould HANDLE | Petweld'' Mould Handle Clamp Type Nhc-80 | - | 1071-O2-PO-EL-PO-021-6013-A0-0-01 | OPEN PACKING LIST | PETUNIA CO. | 3 | PCS | 3 | [55 empty] | 0
5012 | 35 | ELLD02L13AAA6FN2T3 |  | Lighting System | Clamp | HDG PIPE CLAMP 2" With Bolt & Nut | 50mm | 1071-O2-EL-PO-028-6518-A0-0-008-Rev01 | OPEN PACKING LIST | Mashin Sazi Shomal | 8 | PCS | 8 | [55 empty] | 0
5013 | 35 | ELLD02L13AAA6FN2T3 |  | Lighting System | Bolt | S.Steel Bolt M8 * 16mm With Spring Washer M8 | M8*16 | 1071-O2-EL-PO-028-6518-A0-0-008-Rev01 | OPEN PACKING LIST | Mashin Sazi Shomal | 8 | PCS | 8 | [55 empty] | 0
5014 | 35 | ELLD02L05AAA6FN2T3 |  | Lighting System | Bracket | HDG Ceiling Mounting Bracket | - | 1071-O2-EL-PO-028-6518-A0-0-008-Rev01 | OPEN PACKING LIST | Mashin Sazi Shomal | 98 | PCS | 98 | [55 empty] | 0
5015 | 35 | ELLD02L05AAA6FN2T3 |  | Lighting System | Bolt | S.Steel Bolt M8 * 16mm With Spring Washer M8 | M8*16 | 1071-O2-EL-PO-028-6518-A0-0-008-Rev01 | OPEN PACKING LIST | Mashin Sazi Shomal | 98 | PCS | 98 | [55 empty] | 0
5016 | 35 | ELLD02K13AAA6FN2T3 |  | Lighting System | Clamp | HDG PIPE CLAMP 1 1/2" With Bolt & Nut | 32mm | 1071-O2-EL-PO-028-6518-A0-0-008-Rev01 | OPEN PACKING LIST | Mashin Sazi Shomal | 58 | PCS | 58 | [55 empty] | 0
5017 | 35 | ELLD02K13AAA6FN2T3 |  | Lighting System | Bolt | S.Steel Bolt M8 * 16mm With Spring Washer M8 | M8*16 | 1071-O2-EL-PO-028-6518-A0-0-008-Rev01 | OPEN PACKING LIST | Mashin Sazi Shomal | 58 | PCS | 58 | [55 empty] | 0
5018 | 42 | ELLD02L05AAA6FN2T3 |  | Lighting System | Bracket | HDG Ceiling Mounting Bracket | - | 1071-O2-EL-PO-028-6518-A0-0-008-Rev01 | OPEN PACKING LIST | Mashin Sazi Shomal | 54 | PCS | 54 | [55 empty] | 0
5019 | 42 | ELLD02L05AAA6FN2T3 |  | Lighting System | Bolt | S.Steel Bolt M8 * 16mm With Spring Washer M8 | M8*16 | 1071-O2-EL-PO-028-6518-A0-0-008-Rev01 | OPEN PACKING LIST | Mashin Sazi Shomal | 54 | PCS | 54 | [55 empty] | 0
5020 | 42 | ELLJ02L05AAA6FN2T3 |  | Lighting System | Bracket | HDG Ceiling Mounting Bracket | - | 1071-O2-EL-PO-028-6518-A0-0-008-Rev01 | OPEN PACKING LIST | Mashin Sazi Shomal | 6 | PCS | 6 | [55 empty] | 0
5021 | 42 | ELLD02L05AAA6FN2T3 |  | Lighting System | Bolt | S.Steel Bolt M8 * 16mm With Spring Washer M8 | M8*16 | 1071-O2-EL-PO-028-6518-A0-0-008-Rev01 | OPEN PACKING LIST | Mashin Sazi Shomal | 6 | PCS | 6 | [55 empty] | 0
5022 | 43 | ELLD02L05AAA6FN2T3 |  | Lighting System | Bracket | HDG Ceiling Mounting Bracket | - | 1071-O2-EL-PO-028-6518-A0-0-008-Rev01 | OPEN PACKING LIST | Mashin Sazi Shomal | 20 | PCS | 20 | [55 empty] | 0
5023 | 43 | ELLD02L05AAA6FN2T3 |  | Lighting System | Bolt | S.Steel Bolt M8 * 16mm With Spring Washer M8 | M8*16 | 1071-O2-EL-PO-028-6518-A0-0-008-Rev01 | OPEN PACKING LIST | Mashin Sazi Shomal | 20 | PCS | 20 | [55 empty] | 0
5024 | 43 | ELLD02L06AAA6FN2T3 |  | Lighting System | Bracket | S.Steel Wall Mounting Bracket | - | 1071-O2-EL-PO-028-6518-A0-0-008-Rev01 | OPEN PACKING LIST | Mashin Sazi Shomal | 2 | PCS | 2 | [55 empty] | 0
5025 | 43 | ELLD02L06AAA6FN2T3 |  | Lighting System | Bolt | S.Steel Bolt M8 * 16mm With Spring Washer M8 | M8*16 | 1071-O2-EL-PO-028-6518-A0-0-008-Rev01 | OPEN PACKING LIST | Mashin Sazi Shomal | 2 | PCS | 2 | [55 empty] | 0
5026 | 43 | ELLD02K13AAA6FN2T3 |  | Lighting System | Clamp | HDG PIPE CLAMP 1 1/2" With Bolt & Nut | 32mm | 1071-O2-EL-PO-028-6518-A0-0-008-Rev01 | OPEN PACKING LIST | Mashin Sazi Shomal | 52 | PCS | 52 | [55 empty] | 0
5027 | 43 | ELLD02K13AAA6FN2T3 |  | Lighting System | Bolt | S.Steel Bolt M8 * 16mm With Spring Washer M8 | M8*16 | 1071-O2-EL-PO-028-6518-A0-0-008-Rev01 | OPEN PACKING LIST | Mashin Sazi Shomal | 52 | PCS | 52 | [55 empty] | 0
5028 | 43 | ELLD02L13AAA6FN2T3 |  | Lighting System | Clamp | HDG PIPE CLAMP 1 1/2" With Bolt & Nut | 32mm | 1071-O2-EL-PO-028-6518-A0-0-008-Rev01 | OPEN PACKING LIST | Mashin Sazi Shomal | 4 | PCS | 4 | [55 empty] | 0
5029 | 43 | ELLD02L13AAA6FN2T3 |  | Lighting System | Bolt | S.Steel Bolt M8 * 16mm With Spring Washer M8 | M8*16 | 1071-O2-EL-PO-028-6518-A0-0-008-Rev01 | OPEN PACKING LIST | Mashin Sazi Shomal | 4 | PCS | 4 | [55 empty] | 0
5030 | 43 | ELLJ02L05AAA6FN2T3 |  | Lighting System | Bracket | HDG Ceiling Mounting Bracket | - | 1071-O2-EL-PO-028-6518-A0-0-008-Rev01 | OPEN PACKING LIST | Mashin Sazi Shomal | 6 | PCS | 6 | [55 empty] | 0
5031 | 43 | ELLJ02L05AAA6FN2T3 |  | Lighting System | Bolt | S.Steel Bolt M8 * 16mm With Spring Washer M8 | M8*16 | 1071-O2-EL-PO-028-6518-A0-0-008-Rev01 | OPEN PACKING LIST | Mashin Sazi Shomal | 6 | PCS | 6 | [55 empty] | 0
5032 | 55 | ELLD02L05AAA6FN2T3 |  | Lighting System | Bracket | HDG Ceiling Mounting Bracket | - | 1071-O2-EL-PO-028-6518-A0-0-008-Rev01 | OPEN PACKING LIST | Mashin Sazi Shomal | 92 | PCS | 92 | [55 empty] | 0
5033 | 55 | ELLD02L05AAA6FN2T3 |  | Lighting System | Bolt | S.Steel Bolt M8 * 16mm With Spring Washer M8 | M8*16 | 1071-O2-EL-PO-028-6518-A0-0-008-Rev01 | OPEN PACKING LIST | Mashin Sazi Shomal | 92 | PCS | 92 | [55 empty] | 0
5034 | 55 | ELLD02K13AAA6FN2T3 |  | Lighting System | Clamp | HDG PIPE CLAMP 1 1/2" With Bolt & Nut | 32mm | 1071-O2-EL-PO-028-6518-A0-0-008-Rev01 | OPEN PACKING LIST | Mashin Sazi Shomal | 370 | PCS | 370 | [55 empty] | 0
5035 | 55 | ELLD02K13AAA6FN2T3 |  | Lighting System | Bolt | S.Steel Bolt M8 * 16mm With Spring Washer M8 | M8*16 | 1071-O2-EL-PO-028-6518-A0-0-008-Rev01 | OPEN PACKING LIST | Mashin Sazi Shomal | 370 | PCS | 370 | [55 empty] | 0
5036 | 55 | ELLD02L13AAA6FN2T3 |  | Lighting System | Clamp | HDG PIPE CLAMP 1 1/2" With Bolt & Nut | 32mm | 1071-O2-EL-PO-028-6518-A0-0-008-Rev01 | OPEN PACKING LIST | Mashin Sazi Shomal | 36 | PCS | 36 | [55 empty] | 0
5037 | 55 | ELLD02L13AAA6FN2T3 |  | Lighting System | Bolt | S.Steel Bolt M8 * 16mm With Spring Washer M8 | M8*16 | 1071-O2-EL-PO-028-6518-A0-0-008-Rev01 | OPEN PACKING LIST | Mashin Sazi Shomal | 36 | PCS | 36 | [55 empty] | 0
5038 | 55 | ELLJ02L05AAA6FN2T3 |  | Lighting System | Bracket | HDG Ceiling Mounting Bracket | - | 1071-O2-EL-PO-028-6518-A0-0-008-Rev01 | OPEN PACKING LIST | Mashin Sazi Shomal | 38 | PCS | 38 | [55 empty] | 0
5039 | 55 | ELLJ02L05AAA6FN2T3 |  | Lighting System | Bolt | S.Steel Bolt M8 * 16mm With Spring Washer M8 | M8*16 | 1071-O2-EL-PO-028-6518-A0-0-008-Rev01 | OPEN PACKING LIST | Mashin Sazi Shomal | 38 | PCS | 38 | [55 empty] | 0
5040 | 75 | No.ELLD02L05AAA6FN2T3 |  | Lighting System | Bracket | HDG Ceiling Mounting Bracket | - | 1071-O2-EL-PO-028-6518-A0-0-008-Rev01 | OPEN PACKING LIST | Mashin Sazi Shomal | 16 | PCS | 16 | [55 empty] | 0
5041 | 75 | No.ELLD02L05AAA6FN2T3 |  | Lighting System | Bolt | S.Steel Bolt M8 * 16mm With Spring Washer M8 | M8*16 | 1071-O2-EL-PO-028-6518-A0-0-008-Rev01 | OPEN PACKING LIST | Mashin Sazi Shomal | 16 | PCS | 16 | [55 empty] | 0
5042 | 75 | ELLD02K13AAA6FN2T3 |  | Lighting System | Clamp | HDG PIPE CLAMP 1 1/2" With Bolt & Nut | 32mm | 1071-O2-EL-PO-028-6518-A0-0-008-Rev01 | OPEN PACKING LIST | Mashin Sazi Shomal | 550 | PCS | 550 | [55 empty] | 0
5043 | 75 | ELLD02K13AAA6FN2T3 |  | Lighting System | Bolt | S.Steel Bolt M8 * 16mm With Spring Washer M8 | M8*16 | 1071-O2-EL-PO-028-6518-A0-0-008-Rev01 | OPEN PACKING LIST | Mashin Sazi Shomal | 550 | PCS | 550 | [55 empty] | 0
5044 | 75 | ELLD02L13AAA6FN2T3 |  | Lighting System | Clamp | HDG PIPE CLAMP 1 1/2" With Bolt & Nut | 32mm | 1071-O2-EL-PO-028-6518-A0-0-008-Rev01 | OPEN PACKING LIST | Mashin Sazi Shomal | 46 | PCS | 46 | [55 empty] | 0
5045 | 75 | ELLD02L13AAA6FN2T3 |  | Lighting System | Bolt | S.Steel Bolt M8 * 16mm With Spring Washer M8 | M8*16 | 1071-O2-EL-PO-028-6518-A0-0-008-Rev01 | OPEN PACKING LIST | Mashin Sazi Shomal | 46 | PCS | 46 | [55 empty] | 0
5046 | 51 | ELLD02L05AAA6FN2T3 |  | Lighting System | Bracket | HDG Ceiling Mounting Bracket | - | 1071-O2-EL-PO-028-6518-A0-0-008-Rev01 | OPEN PACKING LIST | Mashin Sazi Shomal | 244 | PCS | 244 | [55 empty] | 0
5047 | 51 | ELLD02L05AAA6FN2T3 |  | Lighting System | Bolt | S.Steel Bolt M8 * 16mm With Spring Washer M8 | M8*16 | 1071-O2-EL-PO-028-6518-A0-0-008-Rev01 | OPEN PACKING LIST | Mashin Sazi Shomal | 244 | PCS | 244 | [55 empty] | 0
5048 | 51 | ELLD02K13AAA6FN2T3 |  | Lighting System | Clamp | HDG PIPE CLAMP 1 1/2" With Bolt & Nut | 32mm | 1071-O2-EL-PO-028-6518-A0-0-008-Rev01 | OPEN PACKING LIST | Mashin Sazi Shomal | 1300 | PCS | 1300 | [55 empty] | 0
5049 | 51 | ELLD02K13AAA6FN2T3 |  | Lighting System | Bolt | S.Steel Bolt M8 * 16mm With Spring Washer M8 | M8*16 | 1071-O2-EL-PO-028-6518-A0-0-008-Rev01 | OPEN PACKING LIST | Mashin Sazi Shomal | 1300 | PCS | 1300 | [55 empty] | 0
5050 | 51 | ELLD02K13AAA6FN2T3 |  | Lighting System | Clamp | HDG PIPE CLAMP 1 1/2" With Bolt & Nut | 32mm | 1071-O2-EL-PO-028-6518-A0-0-008-Rev01 | OPEN PACKING LIST | Mashin Sazi Shomal | 560 | PCS | 560 | [55 empty] | 0
5051 | 51 | ELLD02K13AAA6FN2T3 |  | Lighting System | Bolt | S.Steel Bolt M8 * 16mm With Spring Washer M8 | M8*16 | 1071-O2-EL-PO-028-6518-A0-0-008-Rev01 | OPEN PACKING LIST | Mashin Sazi Shomal | 560 | PCS | 560 | [55 empty] | 0
5052 | 51 | ELLD02K05AAA6FN3T3 |  | Lighting System | Bracket | HDG Ceiling Mounting Bracket | - | 1071-O2-EL-PO-028-6518-A0-0-008-Rev01 | OPEN PACKING LIST | Mashin Sazi Shomal | 30 | PCS | 30 | [55 empty] | 0
5053 | 51 | ELLD02K05AAA6FN3T3 |  | Lighting System | Bolt | S.Steel Bolt M8 * 16mm With Spring Washer M8 | M8*16 | 1071-O2-EL-PO-028-6518-A0-0-008-Rev01 | OPEN PACKING LIST | Mashin Sazi Shomal | 30 | PCS | 30 | [55 empty] | 0
5054 | 51 | ELLD02L13AAA6FN2T3 |  | Lighting System | Clamp | HDG PIPE CLAMP 1 1/2" With Bolt & Nut | 32mm | 1071-O2-EL-PO-028-6518-A0-0-008-Rev01 | OPEN PACKING LIST | Mashin Sazi Shomal | 116 | PCS | 116 | [55 empty] | 0
5055 | 51 | ELLD02L13AAA6FN2T3 |  | Lighting System | Bolt | S.Steel Bolt M8 * 16mm With Spring Washer M8 | M8*16 | 1071-O2-EL-PO-028-6518-A0-0-008-Rev01 | OPEN PACKING LIST | Mashin Sazi Shomal | 116 | PCS | 116 | [55 empty] | 0
5056 | 51 | ELLJ02L05AAA6FN2T3 |  | Lighting System | Bracket | HDG Ceiling Mounting Bracket | - | 1071-O2-EL-PO-028-6518-A0-0-008-Rev01 | OPEN PACKING LIST | Mashin Sazi Shomal | 100 | PCS | 100 | [55 empty] | 0
5057 | 51 | ELLJ02L05AAA6FN2T3 |  | Lighting System | Bolt | S.Steel Bolt M8 * 16mm With Spring Washer M8 | M8*16 | 1071-O2-EL-PO-028-6518-A0-0-008-Rev01 | OPEN PACKING LIST | Mashin Sazi Shomal | 100 | PCS | 100 | [55 empty] | 0
5058 | 20 | ELLD02L05AAA6FN2T3 |  | Lighting System | Bracket | HDG Ceiling Mounting Bracket | - | 1071-O2-EL-PO-028-6518-A0-0-008-Rev01 | OPEN PACKING LIST | Mashin Sazi Shomal | 6 | PCS | 6 | [55 empty] | 0
5059 | 20 | ELLD02L05AAA6FN2T3 |  | Lighting System | Bolt | S.Steel Bolt M8 * 16mm With Spring Washer M8 | M8*16 | 1071-O2-EL-PO-028-6518-A0-0-008-Rev01 | OPEN PACKING LIST | Mashin Sazi Shomal | 6 | PCS | 6 | [55 empty] | 0
5060 | CR-40-02 | ELLD02L06BAA6FN3T3 |  | Lighting System | Bracket | HDG Ceiling Mounting Bracket | - | 1071-O2-EL-PO-028-6518-A0-0-008-Rev01 | OPEN PACKING LIST | Mashin Sazi Shomal | 16 | PCS | 0 |  | ODCC-EL-IGC-(0170) | IGC | 2021-11-12 | 16 | 16 | [49 empty] | 16
5061 | CR-40-02 | ELLD02L06BAA6FN3T3 |  | Lighting System | Bolt | S.Steel Bolt M8 * 16mm With Spring Washer M8 | M8*16 | 1071-O2-EL-PO-028-6518-A0-0-008-Rev01 | OPEN PACKING LIST | Mashin Sazi Shomal | 16 | PCS | 0 |  | ODCC-EL-IGC-(0170) | IGC | 2021-11-12 | 16 | 16 | [49 empty] | 16
5062 | CR-40-02 | ELLJ02L06BAA6FN3T3 |  | Lighting System | Bracket | S.Steel Wall Mounting Bracket | - | 1071-O2-EL-PO-028-6518-A0-0-008-Rev01 | OPEN PACKING LIST | Mashin Sazi Shomal | 6 | PCS | 0 |  | ODCC-EL-IGC-(0170) | IGC | 2021-11-12 | 6 | 6 | [49 empty] | 6
5063 | CR-40-02 | ELLJ02L06BAA6FN3T3 |  | Lighting System | Bolt | S.Steel Bolt M8 * 16mm With Spring Washer M8 | M8*16 | 1071-O2-EL-PO-028-6518-A0-0-008-Rev01 | OPEN PACKING LIST | Mashin Sazi Shomal | 6 | PCS | 0 |  | ODCC-EL-IGC-(0170) | IGC | 2021-11-12 | 6 | 6 | [49 empty] | 6
5064 | CR-40-02 | ELLE02O06BAA6FN3T3 |  | Lighting System | Bracket | S.Steel Wall Mounting Bracket | - | 1071-O2-EL-PO-028-6518-A0-0-008-Rev01 | OPEN PACKING LIST | Mashin Sazi Shomal | 2 | PCS | 2 | [55 empty] | 0
5065 | CR-40-02 | ELLE02O06BAA6FN3T3 |  | Lighting System | Bolt | S.Steel Bolt M8 * 16mm With Spring Washer M8 | M8*16 | 1071-O2-EL-PO-028-6518-A0-0-008-Rev01 | OPEN PACKING LIST | Mashin Sazi Shomal | 2 | PCS | 2 | [55 empty] | 0
5066 | RIB-40-01 | ELLD02L06BAA6FN3T3 |  | Lighting System | Bracket | S.Steel Wall Mounting Bracket | - | 1071-O2-EL-PO-028-6518-A0-0-008-Rev01 | OPEN PACKING LIST | Mashin Sazi Shomal | 8 | PCS | 0 |  | ODCC-EL-IGC-(0185) | IGC | 2021-12-08 | 8 | 8 | [49 empty] | 8
5067 | RIB-40-01 | ELLD02L06BAA6FN3T3 |  | Lighting System | Bolt | S.Steel Bolt M8 * 16mm With Spring Washer M8 | M8*16 | 1071-O2-EL-PO-028-6518-A0-0-008-Rev01 | OPEN PACKING LIST | Mashin Sazi Shomal | 8 | PCS | 0 |  | ODCC-EL-IGC-(0185) | IGC | 2021-12-08 | 8 | 8 | [49 empty] | 8
5068 | RIB-40-01 | ELLJ02L06BAA6FN3T3 |  | Lighting System | Bracket | S.Steel Wall Mounting Bracket | - | 1071-O2-EL-PO-028-6518-A0-0-008-Rev01 | OPEN PACKING LIST | Mashin Sazi Shomal | 6 | PCS | 0 |  | ODCC-EL-IGC-(0185) | IGC | 2021-12-08 | 6 | 6 | [49 empty] | 6
5069 | RIB-40-01 | ELLJ02L06BAA6FN3T3 |  | Lighting System | Bolt | S.Steel Bolt M8 * 16mm With Spring Washer M8 | M8*16 | 1071-O2-EL-PO-028-6518-A0-0-008-Rev01 | OPEN PACKING LIST | Mashin Sazi Shomal | 6 | PCS | 0 |  | ODCC-EL-IGC-(0185) | IGC | 2021-12-08 | 6 | 6 | [49 empty] | 6
5070 | RIB-40-01 | ELLE02O06BAA6FN3T3 |  | Lighting System | Bracket | HDG Ceiling Mounting Bracket | - | 1071-O2-EL-PO-028-6518-A0-0-008-Rev01 | OPEN PACKING LIST | Mashin Sazi Shomal | 2 | PCS | 2 | [55 empty] | 0
5071 | RIB-40-01 | ELLE02O06BAA6FN3T3 |  | Lighting System | Bolt | S.Steel Bolt M8 * 16mm With Spring Washer M8 | M8*16 | 1071-O2-EL-PO-028-6518-A0-0-008-Rev01 | OPEN PACKING LIST | Mashin Sazi Shomal | 2 | PCS | 2 | [55 empty] | 0
5072 | RIB-40-02 | ELLD02L06BAA6FN3T3 |  | Lighting System | Bracket | S.Steel Wall Mounting Bracket | - | 1071-O2-EL-PO-028-6518-A0-0-008-Rev01 | OPEN PACKING LIST | Mashin Sazi Shomal | 14 | PCS | 0 |  | ODCC-EL-IGC-(0185) | IGC | 2021-12-08 | 14 | 14 | [49 empty] | 14
5073 | RIB-40-02 | ELLD02L06BAA6FN3T3 |  | Lighting System | Bolt | S.Steel Bolt M8 * 16mm With Spring Washer M8 | M8*16 | 1071-O2-EL-PO-028-6518-A0-0-008-Rev01 | OPEN PACKING LIST | Mashin Sazi Shomal | 14 | PCS | 0 |  | ODCC-EL-IGC-(0185) | IGC | 2021-12-08 | 14 | 14 | [49 empty] | 14
5074 | RIB-40-02 | ELLJ02L06BAA6FN3T3 |  | Lighting System | Bracket | S.Steel Wall Mounting Bracket | - | 1071-O2-EL-PO-028-6518-A0-0-008-Rev01 | OPEN PACKING LIST | Mashin Sazi Shomal | 6 | PCS | 0 |  | ODCC-EL-IGC-(0185) | IGC | 2021-12-08 | 6 | 6 | [49 empty] | 6
5075 | RIB-40-02 | ELLJ02L06BAA6FN3T3 |  | Lighting System | Bolt | S.Steel Bolt M8 * 16mm With Spring Washer M8 | M8*16 | 1071-O2-EL-PO-028-6518-A0-0-008-Rev01 | OPEN PACKING LIST | Mashin Sazi Shomal | 6 | PCS | 0 |  | ODCC-EL-IGC-(0185) | IGC | 2021-12-08 | 6 | 6 | [49 empty] | 6
5076 | RIB-40-02 | ELLE02O06BAA6FN3T3 |  | Lighting System | Bracket | S.Steel Wall Mounting Bracket | - | 1071-O2-EL-PO-028-6518-A0-0-008-Rev01 | OPEN PACKING LIST | Mashin Sazi Shomal | 2 | PCS | 2 | [55 empty] | 0
5077 | RIB-40-02 | ELLE02O06BAA6FN3T3 |  | Lighting System | Bolt | S.Steel Bolt M8 * 16mm With Spring Washer M8 | M8*16 | 1071-O2-EL-PO-028-6518-A0-0-008-Rev01 | OPEN PACKING LIST | Mashin Sazi Shomal | 2 | PCS | 2 | [55 empty] | 0
5078 | RIB-40-03 | ELLD02L06BAA6FN3T3 |  | Lighting System | Bracket | S.Steel Wall Mounting Bracket | - | 1071-O2-EL-PO-028-6518-A0-0-008-Rev01 | OPEN PACKING LIST | Mashin Sazi Shomal | 22 | PCS | 2 |  | ODCC-EL-IGC-(0185) | IGC | 2021-12-08 | 20 | 20 | [49 empty] | 20
5079 | RIB-40-03 | ELLD02L06BAA6FN3T3 |  | Lighting System | Bolt | S.Steel Bolt M8 * 16mm With Spring Washer M8 | M8*16 | 1071-O2-EL-PO-028-6518-A0-0-008-Rev01 | OPEN PACKING LIST | Mashin Sazi Shomal | 22 | PCS | 2 |  | ODCC-EL-IGC-(0185) | IGC | 2021-12-08 | 20 | 20 | [49 empty] | 20
5080 | RIB-40-03 | ELLJ02L06BAA6FN3T3 |  | Lighting System | Bracket | S.Steel Wall Mounting Bracket | - | 1071-O2-EL-PO-028-6518-A0-0-008-Rev01 | OPEN PACKING LIST | Mashin Sazi Shomal | 8 | PCS | 0 |  | ODCC-EL-IGC-(0185) | IGC | 2021-12-08 | 8 | 8 | [49 empty] | 8
5081 | RIB-40-03 | ELLJ02L06BAA6FN3T3 |  | Lighting System | Bolt | S.Steel Bolt M8 * 16mm With Spring Washer M8 | M8*16 | 1071-O2-EL-PO-028-6518-A0-0-008-Rev01 | OPEN PACKING LIST | Mashin Sazi Shomal | 8 | PCS | 0 |  | ODCC-EL-IGC-(0185) | IGC | 2021-12-08 | 8 | 8 | [49 empty] | 8
5082 | RIB-40-03 | ELLE02O06BAA6FN3T3 |  | Lighting System | Bracket | S.Steel Wall Mounting Bracket | - | 1071-O2-EL-PO-028-6518-A0-0-008-Rev01 | OPEN PACKING LIST | Mashin Sazi Shomal | 2 | PCS | 2 | [55 empty] | 0
5083 | RIB-40-03 | ELLE02O06BAA6FN3T3 |  | Lighting System | Bolt | S.Steel Bolt M8 * 16mm With Spring Washer M8 | M8*16 | 1071-O2-EL-PO-028-6518-A0-0-008-Rev01 | OPEN PACKING LIST | Mashin Sazi Shomal | 2 | PCS | 2 | [55 empty] | 0
5084 | SS-40-03 | ELLC02L05BAA6FN3T3 |  | Lighting System | Bracket | HDG Ceiling Mounting Bracket | - | 1071-O2-EL-PO-028-6518-A0-0-008-Rev01 | OPEN PACKING LIST | Mashin Sazi Shomal | 26 | PCS | 26 | [55 empty] | 0
5085 | SS-40-03 | ELLC02L05BAA6FN3T3 |  | Lighting System | Bolt | S.Steel Bolt M8 * 16mm With Spring Washer M8 | M8*16 | 1071-O2-EL-PO-028-6518-A0-0-008-Rev01 | OPEN PACKING LIST | Mashin Sazi Shomal | 26 | PCS | 26 | [55 empty] | 0
5086 | SS-40-03 | ELLE02L05BAA6FN3T3 |  | Lighting System | Bracket | HDG Ceiling Mounting Bracket | - | 1071-O2-EL-PO-028-6518-A0-0-008-Rev01 | OPEN PACKING LIST | Mashin Sazi Shomal | 8 | PCS | 8 | [55 empty] | 0
5087 | SS-40-03 | ELLE02L05BAA6FN3T3 |  | Lighting System | Bolt | S.Steel Bolt M8 * 16mm With Spring Washer M8 | M8*16 | 1071-O2-EL-PO-028-6518-A0-0-008-Rev01 | OPEN PACKING LIST | Mashin Sazi Shomal | 8 | PCS | 8 | [55 empty] | 0
5088 | SS-40-03 | ELLE02O06BAA6FN3T3 |  | Lighting System | Bracket | S.Steel Wall Mounting Bracket | - | 1071-O2-EL-PO-028-6518-A0-0-008-Rev01 | OPEN PACKING LIST | Mashin Sazi Shomal | 2 | PCS | 2 | [55 empty] | 0
5089 | SS-40-03 | ELLE02O06BAA6FN3T3 |  | Lighting System | Bolt | S.Steel Bolt M8 * 16mm With Spring Washer M8 | M8*16 | 1071-O2-EL-PO-028-6518-A0-0-008-Rev01 | OPEN PACKING LIST | Mashin Sazi Shomal | 2 | PCS | 2 | [55 empty] | 0
5090 | SS-40-04 | ELLC02L05BAA6FN3T3 |  | Lighting System | Bracket | HDG Ceiling Mounting Bracket | - | 1071-O2-EL-PO-028-6518-A0-0-008-Rev01 | OPEN PACKING LIST | Mashin Sazi Shomal | 14 | PCS | 14 | [55 empty] | 0
5091 | SS-40-04 | ELLC02L05BAA6FN3T3 |  | Lighting System | Bolt | S.Steel Bolt M8 * 16mm With Spring Washer M8 | M8*16 | 1071-O2-EL-PO-028-6518-A0-0-008-Rev01 | OPEN PACKING LIST | Mashin Sazi Shomal | 14 | PCS | 14 | [55 empty] | 0
5092 | SS-40-04 | ELLE02L05BAA6FN3T3 |  | Lighting System | Bracket | HDG Ceiling Mounting Bracket | - | 1071-O2-EL-PO-028-6518-A0-0-008-Rev01 | OPEN PACKING LIST | Mashin Sazi Shomal | 4 | PCS | 4 | [55 empty] | 0
5093 | SS-40-04 | ELLE02L05BAA6FN3T3 |  | Lighting System | Bolt | S.Steel Bolt M8 * 16mm With Spring Washer M8 | M8*16 | 1071-O2-EL-PO-028-6518-A0-0-008-Rev01 | OPEN PACKING LIST | Mashin Sazi Shomal | 4 | PCS | 4 | [55 empty] | 0
5094 | SS-40-04 | ELLE02O06BAA6FN3T3 |  | Lighting System | Bracket | S.Steel Wall Mounting Bracket | - | 1071-O2-EL-PO-028-6518-A0-0-008-Rev01 | OPEN PACKING LIST | Mashin Sazi Shomal | 2 | PCS | 2 | [55 empty] | 0
5095 | SS-40-04 | ELLE02O06BAA6FN3T3 |  | Lighting System | Bolt | S.Steel Bolt M8 * 16mm With Spring Washer M8 | M8*16 | 1071-O2-EL-PO-028-6518-A0-0-008-Rev01 | OPEN PACKING LIST | Mashin Sazi Shomal | 2 | PCS | 2 | [55 empty] | 0
5096 | SS-40-05 | ELLC02L05BAA6FN3T3 |  | Lighting System | Bracket | HDG Ceiling Mounting Bracket | - | 1071-O2-EL-PO-028-6518-A0-0-008-Rev01 | OPEN PACKING LIST | Mashin Sazi Shomal | 14 | PCS | 14 | [55 empty] | 0
5097 | SS-40-05 | ELLC02L05BAA6FN3T3 |  | Lighting System | Bolt | S.Steel Bolt M8 * 16mm With Spring Washer M8 | M8*16 | 1071-O2-EL-PO-028-6518-A0-0-008-Rev01 | OPEN PACKING LIST | Mashin Sazi Shomal | 14 | PCS | 14 | [55 empty] | 0
5098 | SS-40-05 | ELLE02L05BAA6FN3T3 |  | Lighting System | Bracket | HDG Ceiling Mounting Bracket | - | 1071-O2-EL-PO-028-6518-A0-0-008-Rev01 | OPEN PACKING LIST | Mashin Sazi Shomal | 8 | PCS | 8 | [55 empty] | 0
5099 | SS-40-05 | ELLE02L05BAA6FN3T3 |  | Lighting System | Bolt | S.Steel Bolt M8 * 16mm With Spring Washer M8 | M8*16 | 1071-O2-EL-PO-028-6518-A0-0-008-Rev01 | OPEN PACKING LIST | Mashin Sazi Shomal | 8 | PCS | 8 | [55 empty] | 0
5100 | SS-40-05 | ELLE02O06BAA6FN3T3 |  | Lighting System | Bracket | S.Steel Wall Mounting Bracket | - | 1071-O2-EL-PO-028-6518-A0-0-008-Rev01 | OPEN PACKING LIST | Mashin Sazi Shomal | 2 | PCS | 2 | [55 empty] | 0
5101 | SS-40-05 | ELLE02O06BAA6FN3T3 |  | Lighting System | Bolt | S.Steel Bolt M8 * 16mm With Spring Washer M8 | M8*16 | 1071-O2-EL-PO-028-6518-A0-0-008-Rev01 | OPEN PACKING LIST | Mashin Sazi Shomal | 2 | PCS | 2 | [55 empty] | 0
5102 | SS-40-09 | ELLC02L05BAA6FN3T3 |  | Lighting System | Bracket | HDG Ceiling Mounting Bracket | - | 1071-O2-EL-PO-028-6518-A0-0-008-Rev01 | OPEN PACKING LIST | Mashin Sazi Shomal | 14 | PCS | 2 |  | ODCC-EL-IGC-(0171) | IGC | 2021-11-13 | 12 | 12 | [49 empty] | 12
5103 | SS-40-09 | ELLC02L05BAA6FN3T3 |  | Lighting System | Bolt | S.Steel Bolt M8 * 16mm With Spring Washer M8 | M8*16 | 1071-O2-EL-PO-028-6518-A0-0-008-Rev01 | OPEN PACKING LIST | Mashin Sazi Shomal | 14 | PCS | 2 |  | ODCC-EL-IGC-(0171) | IGC | 2021-11-13 | 12 | 12 | [49 empty] | 12
5104 | SS-40-09 | ELLE02L05BAA6FN3T3 |  | Lighting System | Bracket | HDG Ceiling Mounting Bracket | - | 1071-O2-EL-PO-028-6518-A0-0-008-Rev01 | OPEN PACKING LIST | Mashin Sazi Shomal | 8 | PCS | 2 |  | ODCC-EL-IGC-(0171) | IGC | 2021-11-13 | 6 | 6 | [49 empty] | 6
5105 | SS-40-09 | ELLE02L05BAA6FN3T3 |  | Lighting System | Bolt | S.Steel Bolt M8 * 16mm With Spring Washer M8 | M8*16 | 1071-O2-EL-PO-028-6518-A0-0-008-Rev01 | OPEN PACKING LIST | Mashin Sazi Shomal | 8 | PCS | 2 |  | ODCC-EL-IGC-(0171) | IGC | 2021-11-13 | 6 | 6 | [49 empty] | 6
5106 | SS-40-09 | ELLE02O06BAA6FN3T3 |  | Lighting System | Bracket | S.Steel Wall Mounting Bracket | - | 1071-O2-EL-PO-028-6518-A0-0-008-Rev01 | OPEN PACKING LIST | Mashin Sazi Shomal | 2 | PCS | 2 | [55 empty] | 0
5107 | SS-40-09 | ELLE02O06BAA6FN3T3 |  | Lighting System | Bolt | S.Steel Bolt M8 * 16mm With Spring Washer M8 | M8*16 | 1071-O2-EL-PO-028-6518-A0-0-008-Rev01 | OPEN PACKING LIST | Mashin Sazi Shomal | 2 | PCS | 2 | [55 empty] | 0
5108 | Spare | ELLJ02L05AAA6FN2T3 ELLE02L05BAA6FN3T3 | Two years spare part | Lighting System | Bracket | HDG Ceiling Mounting Bracket | - | 1071-O2-EL-PO-028-6518-A0-0-009 | OPEN PACKING LIST | Mashin Sazi Shomal | 90 | PCS | 90 | [55 empty] | 0
5109 | Spare | ELLJ02L05AAA6FN2T3 ELLE02L05BAA6FN3T3 | Two years spare part | Lighting System | Bolt | S.Steel Bolt M8 * 16mm With Spring Washer M8 | M8 | 1071-O2-EL-PO-028-6518-A0-0-009 | OPEN PACKING LIST | Mashin Sazi Shomal | 90 | PCS | 90 | [55 empty] | 0
5110 | Spare | ELLJ02L06BAA6FN3T3 | Two years spare part | Lighting System | Bracket | S.Steel Wall Mounting Bracket | - | 1071-O2-EL-PO-028-6518-A0-0-009 | OPEN PACKING LIST | Mashin Sazi Shomal | 14 | PCS | 14 | [55 empty] | 0
5111 | Spare | ELLJ02L06BAA6FN3T3 | Two years spare part | Lighting System | Bolt | S.Steel Bolt M8 * 16mm With Spring Washer M8 | M8 | 1071-O2-EL-PO-028-6518-A0-0-009 | OPEN PACKING LIST | Mashin Sazi Shomal | 14 | PCS | 14 | [55 empty] | 0
5112 | Spare | ELLD02L13AAA6FN2T3 | Two years spare part | Lighting System | Clamp | HDG PIPE CLAMP 1 1/2" With Bolt & Nut | 32MM | 1071-O2-EL-PO-028-6518-A0-0-009 | OPEN PACKING LIST | Mashin Sazi Shomal | 106 | PCS | 106 | [55 empty] | 0
5113 | Spare | ELLD02L13AAA6FN2T3 | Two years spare part | Lighting System | Bolt | S.Steel Bolt M8 * 16mm With Spring Washer M8 | M8 | 1071-O2-EL-PO-028-6518-A0-0-009 | OPEN PACKING LIST | Mashin Sazi Shomal | 106 | PCS | 106 | [55 empty] | 0
5114 | Spare | ELLD02L05AAA6FN2T3 ELLD02L06BAA6FN3T3 | Two years spare part | Lighting System | Bracket | HDG Ceiling Mounting Bracket | - | 1071-O2-EL-PO-028-6518-A0-0-009 | OPEN PACKING LIST | Mashin Sazi Shomal | 300 | PCS | 300 | [55 empty] | 0
5115 | Spare | ELLD02L05AAA6FN2T3 ELLD02L06BAA6FN3T3 | Two years spare part | Lighting System | Bolt | S.Steel Bolt M8 * 16mm With Spring Washer M8 | M8 | 1071-O2-EL-PO-028-6518-A0-0-009 | OPEN PACKING LIST | Mashin Sazi Shomal | 300 | PCS | 300 | [55 empty] | 0
5116 | Spare | ELLD02L06BAA6FN3T3 | Two years spare part | Lighting System | Bracket | S.Steel Wall Mounting Bracket | - | 1071-O2-EL-PO-028-6518-A0-0-009 | OPEN PACKING LIST | Mashin Sazi Shomal | 32 | PCS | 32 | [55 empty] | 0
5117 | Spare | ELLD02L06BAA6FN3T3 | Two years spare part | Lighting System | Bolt | S.Steel Bolt M8 * 16mm With Spring Washer M8 | M8 | 1071-O2-EL-PO-028-6518-A0-0-009 | OPEN PACKING LIST | Mashin Sazi Shomal | 32 | PCS | 32 | [55 empty] | 0
5118 | Spare | ELLE02O06BAA6FN3T3 | Two years spare part | Lighting System | Bracket | S.Steel Wall Mounting Bracket | - | 1071-O2-EL-PO-028-6518-A0-0-009 | OPEN PACKING LIST | Mashin Sazi Shomal | 8 | PCS | 8 | [55 empty] | 0
5119 | Spare | ELLE02O06BAA6FN3T3 | Two years spare part | Lighting System | Bolt | S.Steel Bolt M8 * 16mm With Spring Washer M8 | M8 | 1071-O2-EL-PO-028-6518-A0-0-009 | OPEN PACKING LIST | Mashin Sazi Shomal | 8 | PCS | 8 | [55 empty] | 0
5120 | Spare | ELLD02K13AAA6FN2T3 | Two years spare part | Lighting System | Clamp | HDG PIPE CLAMP 1 1/2" With Bolt & Nut | 32MM | 1071-O2-EL-PO-028-6518-A0-0-009 | OPEN PACKING LIST | Mashin Sazi Shomal | 1446 | PCS | 1446 | [55 empty] | 0
5121 | Spare | ELLD02K13AAA6FN2T3 | Two years spare part | Lighting System | Bolt | S.Steel Bolt M8 * 16mm With Spring Washer M8 | M8 | 1071-O2-EL-PO-028-6518-A0-0-009 | OPEN PACKING LIST | Mashin Sazi Shomal | 1446 | PCS | 1446 | [55 empty] | 0
5122 | Spare | ELLD02K05AAA6FN3T3 | Two years spare part | Lighting System | Bracket | HDG Ceiling Mounting Bracket | - | 1071-O2-EL-PO-028-6518-A0-0-009 | OPEN PACKING LIST | Mashin Sazi Shomal | 16 | PCS | 16 | [55 empty] | 0
5123 | Spare | ELLD02K05AAA6FN3T3 | Two years spare part | Lighting System | Bolt | S.Steel Bolt M8 * 16mm With Spring Washer M8 | M8 | 1071-O2-EL-PO-028-6518-A0-0-009 | OPEN PACKING LIST | Mashin Sazi Shomal | 16 | PCS | 16 | [55 empty] | 0
5124 | Spare | ELLF10G12AAA6FN2T3 | Two years spare part | Lighting System | Electronic Drive | Electronic Drive for Ex.Floodlight lighting fixture , (FLD-220) | - | 1071-O2-EL-PO-028-6518-A0-0-009 | OPEN PACKING LIST | Mashin Sazi Shomal | 4 | PCS | 4 | [55 empty] | 0
5125 | Spare | ELLM10F04AAA6FN2T3 | Two years spare part | Lighting System | Electronic Drive | Electronic Drive for Ex.High Bay lighting fixture , (FLD-125) | - | 1071-O2-EL-PO-028-6518-A0-0-009 | OPEN PACKING LIST | Mashin Sazi Shomal | 8 | PCS | 8 | [55 empty] | 0
5126 | Spare | - | Two years spare part | Lighting System | Lamp | FLUORESCENT LAMP 18W | 18W | 1071-O2-EL-PO-028-6518-A0-0-010 | OPEN PACKING LIST | Mashin Sazi Shomal | 29 | PCS | 29 | [55 empty] | 0
5127 | Spare | - | Two years spare part | Lighting System | Lamp | FLUORESCENT LAMP 36W | 36W | 1071-O2-EL-PO-028-6518-A0-0-010 | OPEN PACKING LIST | Mashin Sazi Shomal | 11 | PCS | 11 | [55 empty] | 0
5128 | Spare | ELLD02L05AA15FN000 | Two years spare part | Lighting System | Ballast | Ballast for WP.Fluorescent lighting fixture,(2x36W) | 2*36W | 1071-O2-EL-PO-028-6518-A0-0-002-Rev.01 | OPEN PACKING LIST | Mashin Sazi Shomal | 40 | PCS | 40 | [55 empty] | 0
5129 | Spare | ELLJ02L05AAI5FN000 | Two years spare part | Lighting System | Ballast | Ballast for WP.Fluorescent lighting fixture with Battey,(2x36W) | 2*36W | 1071-O2-EL-PO-028-6518-A0-0-002-Rev.01 | OPEN PACKING LIST | Mashin Sazi Shomal | 9 | PCS | 9 | [55 empty] | 0
5130 | Spare | ELLD02K13AA15FN000 | Two years spare part | Lighting System | Ballast | Ballast for WP.Fluorescent lighting fixture (2*18W) | 2*18W | 1071-O2-EL-PO-028-6518-A0-0-002-Rev.01 | OPEN PACKING LIST | Mashin Sazi Shomal | 58 | PCS | 58 | [55 empty] | 0
5131 | Spare | ELLR10F08AAI5FN000 | Two years spare part | Lighting System | Ballast | Ballast for WP.Street lighting fixture , (250W) | 1*250W | 1071-O2-EL-PO-028-6518-A0-0-002-Rev.01 | OPEN PACKING LIST | Mashin Sazi Shomal | 69 | PCS | 69 | [55 empty] | 0
5132 | Spare | ELLF10G12AA15FN000 | Two years spare part | Lighting System | Ballast | Ballast for WP.Floodlight lighting fixture ,(400W) | 1*400W | 1071-O2-EL-PO-028-6518-A0-0-002-Rev.01 | OPEN PACKING LIST | Mashin Sazi Shomal | 39 | PCS | 39 | [55 empty] | 0
5133 | Spare | ELLF10F12AAI5FN000 | Two years spare part | Lighting System | Ballast | Ballast for WP.Floodlight lighting fixture ,(250W) | 1*250W | 1071-O2-EL-PO-028-6518-A0-0-002-Rev.01 | OPEN PACKING LIST | Mashin Sazi Shomal | 2 | PCS | 2 | [55 empty] | 0
5134 | Spare | ELLM10F04AAI5FN000 | Two years spare part | Lighting System | Ballast | Ballast for WP.High Bay lighting fixture , ( 250W) | 1*250W | 1071-O2-EL-PO-028-6518-A0-0-002-Rev.01 | OPEN PACKING LIST | Mashin Sazi Shomal | 42 | PCS | 42 | [55 empty] | 0
5135 | Spare | ELLR10F08AAI5FN000 | Two years spare part | Lighting System | Capesitor | Capesitor for WP.Street lighting fixture,(250W) | 1*250W | 1071-O2-EL-PO-028-6518-A0-0-002-Rev.01 | OPEN PACKING LIST | Mashin Sazi Shomal | 69 | PCS | 69 | [55 empty] | 0
5136 | Spare | ELLF10G12AA15FN000 | Two years spare part | Lighting System | Capesitor | Capesitor for WP.Floodlight lighting fixture ,(400W) | 1*400W | 1071-O2-EL-PO-028-6518-A0-0-002-Rev.01 | OPEN PACKING LIST | Mashin Sazi Shomal | 39 | PCS | 39 | [55 empty] | 0
5137 | Spare | ELLF10F12AAI5FN000 | Two years spare part | Lighting System | Capesitor | Capesitor for WP.Floodlight lighting fixture ,(250W) | 1*250W | 1071-O2-EL-PO-028-6518-A0-0-002-Rev.01 | OPEN PACKING LIST | Mashin Sazi Shomal | 2 | PCS | 2 | [55 empty] | 0
5138 | Spare | ELLM10F04AAI5FN000 | Two years spare part | Lighting System | Capesitor | Capesitor for WP.High Bay lighting fixture ,( 250W) | 1*250W | 1071-O2-EL-PO-028-6518-A0-0-002-Rev.01 | OPEN PACKING LIST | Mashin Sazi Shomal | 42 | PCS | 42 | [55 empty] | 0
5139 | SS-40-09 | EE-4809DC-4801-RECTIFIER A | Buildings | Panel | DC Charger | DC CHARGER 110VDC-369A (RECTIFIER A) | 110VDC | 1071-O2-EL-PO-035-6512-A0-0-001 | OPEN PACKING LIST | Pars Kavir Arvand | 1 | PCS | 0 |  | ODCC-EL-IGC-0217 | IGC | 2022-01-16 | 1 | 1 | [49 empty] | 1
5140 | SS-40-09 | EE-4809DC-4801-RECTIFIER B | Buildings | Panel | DC Charger | DC CHARGER 110VDC-369A (RECTIFIER B AND DISTRIBUTION) | 110VDC | 1071-O2-EL-PO-035-6512-A0-0-001 | OPEN PACKING LIST | Pars Kavir Arvand | 1 | PCS | 0 |  | ODCC-EL-IGC-0217 | IGC | 2022-01-16 | 1 | 1 | [49 empty] | 1
5141 | SS-40-03 | EE-4803DC-4801-RECTIFIER A | Buildings | Panel | DC Charger | DC CHARGER 110VDC-197A (RECTIFIER A) | 110VDC | 1071-O2-EL-PO-035-6512-A0-0-001 | OPEN PACKING LIST | Pars Kavir Arvand | 1 | PCS | 1 | [55 empty] | 0
5142 | SS-40-03 | EE-4803DC-4801-RECTIFIER B | Buildings | Panel | DC Charger | DC CHARGER 110VDC-197A (RECTIFIER B AND DISTRIBUTION) | 110VDC | 1071-O2-EL-PO-035-6512-A0-0-001 | OPEN PACKING LIST | Pars Kavir Arvand | 1 | PCS | 1 | [55 empty] | 0
5143 | SS-40-05 | EE-4805DC-4801-RECTIFIER A | Buildings | Panel | DC Charger | DC CHARGER 110VDC-177A (RECTIFIER A) | 110VDC | 1071-O2-EL-PO-035-6512-A0-0-001 | OPEN PACKING LIST | Pars Kavir Arvand | 1 | PCS | 0 |  | ODCC-EL-IGC-0220 | IGC | 2022-01-18 | 1 | 1 | [49 empty] | 1
5144 | SS-40-05 | EE-4805DC-4801-RECTIFIER B | Buildings | Panel | DC Charger | DC CHARGER 110VDC-177A (RECTIFIER B AND DISTRIBUTION) | 110VDC | 1071-O2-EL-PO-035-6512-A0-0-001 | OPEN PACKING LIST | Pars Kavir Arvand | 1 | PCS | 0 |  | ODCC-EL-IGC-0220 | IGC | 2022-01-18 | 1 | 1 | [49 empty] | 1
5145 | SS-40-04 | EE-4804DC-4801-RECTIFIER A | Buildings | Panel | DC Charger | DC CHARGER 110VDC-135A (RECTIFIER A) | 110VDC | 1071-O2-EL-PO-035-6512-A0-0-001 | OPEN PACKING LIST | Pars Kavir Arvand | 1 | PCS | 1 | [55 empty] | 0
5146 | SS-40-04 | EE-4804DC-4801-RECTIFIER B | Buildings | Panel | DC Charger | DC CHARGER 110VDC-135A (RECTIFIER B AND DISTRIBUTION)) | 110VDC | 1071-O2-EL-PO-035-6512-A0-0-001 | OPEN PACKING LIST | Pars Kavir Arvand | 1 | PCS | 1 | [55 empty] | 0
5147 | 35 | U35-NDP-03 |  | Panel | Normal Distribution Panel | Ex Distribution Panel | 3PH | 1071-O2-EL-PO-038-6511-A0-0-002 | OPEN PACKING LIST | Darian electric & Utilites Co. | 1 | PCS | 1 | [55 empty] | 0
5148 | 35 | U35-ELP-03 |  | Panel | Emergency Lighting Panel | Ex Distribution Panel | 3PH | 1071-O2-EL-PO-038-6511-A0-0-002 | OPEN PACKING LIST | Darian electric & Utilites Co. | 1 | PCS | 1 | [55 empty] | 0
5149 | 35 | U35-NLP-03 |  | Panel | Normal Lighting Panel | Ex Distribution Panel | 3PH | 1071-O2-EL-PO-038-6511-A0-0-002 | OPEN PACKING LIST | Darian electric & Utilites Co. | 1 | PCS | 1 | [55 empty] | 0
5150 | 50 | U50-ESP-04 |  | Panel | Emergency Lighting Panel | Ex Distribution Panel | 3PH | 1071-O2-EL-PO-038-6511-A0-0-002 | OPEN PACKING LIST | Darian electric & Utilites Co. | 1 | PCS | 0 |  | ODCC-EL-ARP-0080 | Abad Rahan | 2022-01-20 | 1 | 1 | [49 empty] | 1
5151 | 50 | U50-ESP-05 |  | Panel | Emergency Lighting Panel | Ex Distribution Panel | 3PH | 1071-O2-EL-PO-038-6511-A0-0-002 | OPEN PACKING LIST | Darian electric & Utilites Co. | 1 | PCS | 0 |  | ODCC-EL-IGC-0203 | IGC | 2021-12-28 | 1 | 1 | [49 empty] | 1
5152 | 50 | U50-ESP-07 |  | Panel | Emergency Lighting Panel | Ex Distribution Panel | 3PH | 1071-O2-EL-PO-038-6511-A0-0-002 | OPEN PACKING LIST | Darian electric & Utilites Co. | 1 | PCS | 0 |  | ODCC-EL-ARP-0080 | Abad Rahan | 2022-01-20 | 1 | 1 | [49 empty] | 1
5153 | 50 | U50-NSP-04 |  | Panel | Normal Lighting Panel | Ex Distribution Panel | 3PH | 1071-O2-EL-PO-038-6511-A0-0-002 | OPEN PACKING LIST | Darian electric & Utilites Co. | 1 | PCS | 0 |  | ODCC-EL-ARP-0080 | Abad Rahan | 2022-01-20 | 1 | 1 | [49 empty] | 1
5154 | 50 | U50-NSP-05 |  | Panel | Normal Lighting Panel | Ex Distribution Panel | 3PH | 1071-O2-EL-PO-038-6511-A0-0-002 | OPEN PACKING LIST | Darian electric & Utilites Co. | 1 | PCS | 0 |  | ODCC-EL-IGC-0203 | IGC | 2021-12-28 | 1 | 1 | [49 empty] | 1
5155 | 50 | U50-NSP-07 |  | Panel | Normal Lighting Panel | Ex Distribution Panel | 3PH | 1071-O2-EL-PO-038-6511-A0-0-002 | OPEN PACKING LIST | Darian electric & Utilites Co. | 1 | PCS | 0 |  | ODCC-EL-ARP-0080 | Abad Rahan | 2022-01-20 | 1 | 1 | [49 empty] | 1
5156 | 75 | U75-NDP-01 |  | Panel | Normal Distribution Panel | Ex Distribution Panel | 3PH | 1071-O2-EL-PO-038-6511-A0-0-002 | OPEN PACKING LIST | Darian electric & Utilites Co. | 1 | PCS | 0 |  | ODCC-EL-IGC-0203 | IGC | 2021-12-28 | 1 | 1 | [49 empty] | 1
5157 | 55 | U55-ELP-01 |  | Panel | Emergency Lighting Panel | Ex Distribution Panel | 3PH | 1071-O2-EL-PO-038-6511-A0-0-002 | OPEN PACKING LIST | Darian electric & Utilites Co. | 1 | PCS | 0 |  | ODCC-EL-IGC-0203 | IGC | 2021-12-28 | 1 | 1 | [49 empty] | 1
5158 | 51 | EPSJ071A6FN3T3 | CMIS=EPSJ071A6FN2T3 | SOCKET | 24 VAC Socket | SEMC TYPE Exd Junction Box EJB 110 With Coupled SEMC TYPE Ex Socket & plug 16A , 3pole(PH+N+E) | 24V | 1071-O2-EL-PO-018-6018-A0-0-002 | OPEN PACKING LIST | Mashin Sazi Shomal | 6 | PCS | 0 |  | ODCC-EL-IGC-0218 | IGC | 2022-01-17 | 6 | 6 | [49 empty] | 6
5159 | 51 | EPSJ135A6FN2T3 | CMIS=EPSJ073A6FN3T3 | SOCKET | welding socket | SEMC TYPE Exd Junction Box EJB 110 With Coupled SEMC TYPE Ex Socket & plug 63A , 4pole(3PH+PE) | 400V | 1071-O2-EL-PO-018-6018-A0-0-002 | OPEN PACKING LIST | Mashin Sazi Shomal | 14 | PCS | 0 |  | ODCC-EL-IGC-0218 | IGC | 2022-01-17 | 14 | 14 | [49 empty] | 14
5160 | 75 | EPSJ071A6FN2T3 |  | SOCKET | 24 VAC Socket | SEMC TYPE Exd Junction Box EJB 110 With Coupled SEMC TYPE Ex Socket & plug 16A , 3pole(PH+N+E) | 24V | 1071-O2-EL-PO-018-6018-A0-0-002 | OPEN PACKING LIST | Mashin Sazi Shomal | 3 | PCS | 0 |  | ODCC-EL-IGC-0202 | IGC | 2021-12-27 | 3 | 3 | [49 empty] | 3
5161 | 75 | EPSJ135A6FN2T3 |  | SOCKET | welding socket | SEMC TYPE Exd Junction Box EJB 110 With Coupled SEMC TYPE Ex Socket & plug 63A , 4pole(3PH+PE) | 400V | 1071-O2-EL-PO-018-6018-A0-0-002 | OPEN PACKING LIST | Mashin Sazi Shomal | 6 | PCS | 0 |  | ODCC-EL-IGC-0202 | IGC | 2021-12-27 | 6 | 6 | [49 empty] | 6
5162 | CR-40-02 | EPSJ073A6FN3T3 |  | SOCKET | Convenience Outlet | SEMC TYPE Exd Junction Box EJB 20 With Coupled Ex switch LJB 1-S and coupled Ex Socket & plug 16A , 3pole(PH+N+E) | 230V | 1071-O2-EL-PO-018-6018-A0-0-002 | OPEN PACKING LIST | Mashin Sazi Shomal | 2 | PCS | 0 |  | ODCC-EL-IGC-0200 | IGC | 2021-12-21 | 2 | 2 | [49 empty] | 2
5163 | RIB-40-01 | EPSJ073A6FN3T3 |  | SOCKET | Convenience Outlet | SEMC TYPE Exd Junction Box EJB 20 With Coupled Ex switch LJB 1-S and coupled Ex Socket & plug 16A , 3pole(PH+N+E) | 230V | 1071-O2-EL-PO-018-6018-A0-0-002 | OPEN PACKING LIST | Mashin Sazi Shomal | 1 | PCS | 0 |  | ODCC-EL-IGC-0200 | IGC | 2021-12-21 | 1 | 1 | [49 empty] | 1
5164 | RIB-40-02 | EPSJ073A6FN3T3 |  | SOCKET | Convenience Outlet | SEMC TYPE Exd Junction Box EJB 20 With Coupled Ex switch LJB 1-S and coupled Ex Socket & plug 16A , 3pole(PH+N+E) | 230V | 1071-O2-EL-PO-018-6018-A0-0-002 | OPEN PACKING LIST | Mashin Sazi Shomal | 2 | PCS | 0 |  | ODCC-EL-IGC-0200 | IGC | 2021-12-21 | 2 | 2 | [49 empty] | 2
5165 | RIB-40-03 | EPSJ073A6FN3T3 |  | SOCKET | Convenience Outlet | SEMC TYPE Exd Junction Box EJB 20 With Coupled Ex switch LJB 1-S and coupled Ex Socket & plug 16A , 3pole(PH+N+E) | 230V | 1071-O2-EL-PO-018-6018-A0-0-002 | OPEN PACKING LIST | Mashin Sazi Shomal | 1 | PCS | 0 |  | ODCC-EL-IGC-0200 | IGC | 2021-12-21 | 1 | 1 | [49 empty] | 1
5166 | SS-40-03 | EPSJ073A6FN3T3 |  | SOCKET | Convenience Outlet | SEMC TYPE Exd Junction Box EJB 20 With Coupled Ex switch LJB 1-S and coupled Ex Socket & plug 16A , 3pole(PH+N+E) | 230V | 1071-O2-EL-PO-018-6018-A0-0-002 | OPEN PACKING LIST | Mashin Sazi Shomal | 2 | PCS | 0 |  | ODCC-EL-IGC-0200 | IGC | 2021-12-21 | 2 | 2 | [49 empty] | 2
5167 | SS-40-04 | EPSJ073A6FN3T3 |  | SOCKET | Convenience Outlet | SEMC TYPE Exd Junction Box EJB 20 With Coupled Ex switch LJB 1-S and coupled Ex Socket & plug 16A , 3pole(PH+N+E) | 230V | 1071-O2-EL-PO-018-6018-A0-0-002 | OPEN PACKING LIST | Mashin Sazi Shomal | 2 | PCS | 0 |  | ODCC-EL-IGC-0200 | IGC | 2021-12-21 | 2 | 2 | [49 empty] | 2
5168 | SS-40-05 | EPSJ073A6FN3T3 |  | SOCKET | Convenience Outlet | SEMC TYPE Exd Junction Box EJB 20 With Coupled Ex switch LJB 1-S and coupled Ex Socket & plug 16A , 3pole(PH+N+E) | 230V | 1071-O2-EL-PO-018-6018-A0-0-002 | OPEN PACKING LIST | Mashin Sazi Shomal | 2 | PCS | 0 |  | ODCC-EL-IGC-0200 | IGC | 2021-12-21 | 2 | 2 | [49 empty] | 2
5169 | SS-40-09 | EPSJ073A6FN3T3 |  | SOCKET | Convenience Outlet | SEMC TYPE Exd Junction Box EJB 20 With Coupled Ex switch LJB 1-S and coupled Ex Socket & plug 16A , 3pole(PH+N+E) | 230V | 1071-O2-EL-PO-018-6018-A0-0-002 | OPEN PACKING LIST | Mashin Sazi Shomal | 2 | PCS | 0 |  | ODCC-EL-IGC-0200 | IGC | 2021-12-21 | 2 | 2 | [49 empty] | 2
5170 | 35 | EPSJ135A6FN2T3 |  | SOCKET | welding socket | SEMC TYPE Exd Junction Box EJB 110 With Coupled SEMC TYPE Ex Socket & plug 63A , 4pole(3PH+PE) | 400V | 1071-O2-EL-PO-018-6018-A0-0-002 | OPEN PACKING LIST | Mashin Sazi Shomal | 3 | PCS | 0 |  | ODCC-EL-ARP-(0058) | Abad Rahan | 2021-11-23 | 3 | 3 | [49 empty] | 3
5171 | 43 | EPSJ135A6FN2T3 |  | SOCKET | welding socket | SEMC TYPE Exd Junction Box EJB 110 With Coupled SEMC TYPE Ex Socket & plug 63A , 4pole(3PH+PE) | 400V | 1071-O2-EL-PO-018-6018-A0-0-002 | OPEN PACKING LIST | Mashin Sazi Shomal | 1 | PCS | 0 |  | ODCC-EL-ARP-(0058) | Abad Rahan | 2021-11-23 | 1 | 1 | [49 empty] | 1
5172 | 55 | EPSJ135A6FN2T3 |  | SOCKET | welding socket | SEMC TYPE Exd Junction Box EJB 110 With Coupled SEMC TYPE Ex Socket & plug 63A , 4pole(3PH+PE) | 400V | 1071-O2-EL-PO-018-6018-A0-0-002 | OPEN PACKING LIST | Mashin Sazi Shomal | 6 | PCS | 0 |  | ODCC-EL-IGC-0202 | IGC | 2021-12-27 | 6 | 6 | [49 empty] | 6
5173 | CR-40-01 | ICCN001B001000_07 |  | Cable | Earthing | Wire 16 RM mm C2 --- 450/750 V --- Cu/PVC --- (Green / Yellow) (Drum No.:14003664) | 1*16 | 1071-S2-IN-P0-018-7501-A2-0-(001) | OPEN PACKING LIST | ABHAR WIRE & CABLE CO. | 2060 | meter | 0 |  | ODCC-EL-IGC-0213 | IGC | 2022-01-11 | 2060 | 2060 | MTR from SEI to ODCC MIV-SEI-EL-ODCC-0004 | [48 empty] | 2060
5174 | CR-40-02 | ICCN001B001000_07 |  | Cable | Earthing | Wire 16 RM mm C2 --- 450/750 V --- Cu/PVC --- (Green / Yellow) (Drum No.:14003675) | 1*16 | 1071-S2-IN-P0-018-7501-A2-0-(001) | OPEN PACKING LIST | ABHAR WIRE & CABLE CO. | 2060 | meter | 0 |  | ODCC-EL-IGC-0213 | IGC | 2022-01-11 | 2060 | 2060 | MTR from SEI to ODCC MIV-SEI-EL-ODCC-0004 | [48 empty] | 2060
5175 | CR-40-02 | ICCN001B001000_07 |  | Cable | Earthing | Wire 16 RM mm C2 --- 450/750 V --- Cu/PVC --- (Green / Yellow) (Drum No.:14003676) | 1*16 | 1071-S2-IN-P0-018-7501-A2-0-(001) | OPEN PACKING LIST | ABHAR WIRE & CABLE CO. | 2060 | meter | 0 |  | ODCC-EL-IGC-0213 | IGC | 2022-01-11 | 2060 | 2060 | MTR from SEI to ODCC MIV-SEI-EL-ODCC-0004 | [48 empty] | 2060
5176 | CR-40-03 | ICCN001B001000_07 |  | Cable | Earthing | Wire 16 RM mm C2 --- 450/750 V --- Cu/PVC --- (Green / Yellow) (Drum No.:14003677) | 1*16 | 1071-S2-IN-P0-018-7501-A2-0-(001) | OPEN PACKING LIST | ABHAR WIRE & CABLE CO. | 2060 | meter | 0 |  | ODCC-EL-IGC-0213 | IGC | 2022-01-11 | 2060 | 2060 | MTR from SEI to ODCC MIV-SEI-EL-ODCC-0004 | [48 empty] | 2060
5177 | RIB-40-02 | ICCN001B001000_07 |  | Cable | Earthing | Wire 16 RM mm C2 --- 450/750 V --- Cu/PVC --- (Green / Yellow) (Drum No.:14003678) | 1*16 | 1071-S2-IN-P0-018-7501-A2-0-(001) | OPEN PACKING LIST | ABHAR WIRE & CABLE CO. | 2060 | meter | 0 |  | ODCC-EL-IGC-0213 | IGC | 2022-01-11 | 2060 | 2060 | MTR from SEI to ODCC MIV-SEI-EL-ODCC-0004 | [48 empty] | 2060
5178 | RIB-40-01 | ICCN001B001000_07 |  | Cable | Earthing | Wire 16 RM mm C2 --- 450/750 V --- Cu/PVC --- (Green / Yellow) (Drum No.:14003679) | 1*16 | 1071-S2-IN-P0-018-7501-A2-0-(001) | OPEN PACKING LIST | ABHAR WIRE & CABLE CO. | 1030 | meter | 0 | Total Drum: 2060 meter | ODCC-EL-IGC-0213 | IGC | 2022-01-11 | 1030 | 1030 | MTR from SEI to ODCC MIV-SEI-EL-ODCC-0004 | [48 empty] | 1030
5179 | RIB-40-03 | ICCN001B001000_07 |  | Cable | Earthing | Wire 16 RM mm C2 --- 450/750 V --- Cu/PVC --- (Green / Yellow) (Drum No.:14003679) | 1*16 | 1071-S2-IN-P0-018-7501-A2-0-(001) | OPEN PACKING LIST | ABHAR WIRE & CABLE CO. | 1030 | meter | 0 |  | ODCC-EL-IGC-0213 | IGC | 2022-01-11 | 1030 | 1030 | MTR from SEI to ODCC MIV-SEI-EL-ODCC-0004 | [48 empty] | 1030
5180 | RIB-40-03 | ICCN001B001000_07 |  | Cable | Earthing | Wire 16 RM mm C2 --- 450/750 V --- Cu/PVC --- (Green / Yellow) (Drum No.:14003680) | 1*16 | 1071-S2-IN-P0-018-7501-A2-0-(001) | OPEN PACKING LIST | ABHAR WIRE & CABLE CO. | 2054 | meter | 0 |  | ODCC-EL-IGC-0213 | IGC | 2022-01-11 | 2054 | 2054 | MTR from SEI to ODCC MIV-SEI-EL-ODCC-0004 | [48 empty] | 2054
5181 | CR-40-01 | ICCN001B001000_08 |  | Cable | Earthing | Wire 25 RM mm C2 -- 450/750 V --- Cu/PVC --- (Green / Yellow) (Drum No.:14003668) | 1*25 | 1071-S2-IN-P0-018-7501-A2-0-(001) | OPEN PACKING LIST | ABHAR WIRE & CABLE CO. | 1046 | meter | 0 | Total Drum: 1296 meter | ODCC-EL-IGC-0213 | IGC | 2022-01-11 | 1046 | 1046 | MTR from SEI to ODCC MIV-SEI-EL-ODCC-0004 | [48 empty] | 1046
5182 | CR-40-02 | ICCN001B001000_08 |  | Cable | Earthing | Wire 25 RM mm C2 -- 450/750 V --- Cu/PVC --- (Green / Yellow) (Drum No.:14003668) | 1*25 | 1071-S2-IN-P0-018-7501-A2-0-(001) | OPEN PACKING LIST | ABHAR WIRE & CABLE CO. | 250 | meter | 0 |  | ODCC-EL-IGC-0213 | IGC | 2022-01-11 | 250 | 250 | MTR from SEI to ODCC MIV-SEI-EL-ODCC-0004 | [48 empty] | 250
5183 | CR-40-02 | ICCN001B001000_08 |  | Cable | Earthing | Wire 25 RM mm C2 -- 450/750 V --- Cu/PVC --- (Green / Yellow) (Drum No.:14003669) | 1*25 | 1071-S2-IN-P0-018-7501-A2-0-(001) | OPEN PACKING LIST | ABHAR WIRE & CABLE CO. | 1296 | meter | 0 |  | ODCC-EL-IGC-0213 | IGC | 2022-01-11 | 1296 | 1296 | MTR from SEI to ODCC MIV-SEI-EL-ODCC-0004 | [48 empty] | 1296
5184 | CR-40-03 | ICCN001B001000_08 |  | Cable | Earthing | Wire 25 RM mm C2 -- 450/750 V --- Cu/PVC --- (Green / Yellow) (Drum No.:14003670) | 1*25 | 1071-S2-IN-P0-018-7501-A2-0-(001) | OPEN PACKING LIST | ABHAR WIRE & CABLE CO. | 1046 | meter | 0 | Total Drum: 1296 meter | ODCC-EL-IGC-0213 | IGC | 2022-01-11 | 1046 | 1046 | MTR from SEI to ODCC MIV-SEI-EL-ODCC-0004 | [48 empty] | 1046
5185 | RIB-40-01 | ICCN001B001000_08 |  | Cable | Earthing | Wire 25 RM mm C2 -- 450/750 V --- Cu/PVC --- (Green / Yellow) (Drum No.:14003670) | 1*25 | 1071-S2-IN-P0-018-7501-A2-0-(001) | OPEN PACKING LIST | ABHAR WIRE & CABLE CO. | 250 | meter | 0 |  | ODCC-EL-IGC-0213 | IGC | 2022-01-11 | 250 | 250 | MTR from SEI to ODCC MIV-SEI-EL-ODCC-0004 | [48 empty] | 250
5186 | RIB-40-02 | ICCN001B001000_08 |  | Cable | Earthing | Wire 25 RM mm C2 -- 450/750 V --- Cu/PVC --- (Green / Yellow) (Drum No.:14003671) | 1*25 | 1071-S2-IN-P0-018-7501-A2-0-(001) | OPEN PACKING LIST | ABHAR WIRE & CABLE CO. | 1046 | meter | 0 | Total Drum: 1296 meter | ODCC-EL-IGC-0213 | IGC | 2022-01-11 | 1046 | 1046 | MTR from SEI to ODCC MIV-SEI-EL-ODCC-0004 | [48 empty] | 1046
5187 | RIB-40-01 | ICCN001B001000_08 |  | Cable | Earthing | Wire 25 RM mm C2 -- 450/750 V --- Cu/PVC --- (Green / Yellow) (Drum No.:14003671) | 1*25 | 1071-S2-IN-P0-018-7501-A2-0-(001) | OPEN PACKING LIST | ABHAR WIRE & CABLE CO. | 250 | meter | 0 |  | ODCC-EL-IGC-0213 | IGC | 2022-01-11 | 250 | 250 | MTR from SEI to ODCC MIV-SEI-EL-ODCC-0004 | [48 empty] | 250
5188 | RIB-40-03 | ICCN001B001000_08 |  | Cable | Earthing | Wire 25 RM mm C2 -- 450/750 V --- Cu/PVC --- (Green / Yellow) (Drum No.:14003672) | 1*25 | 1071-S2-IN-P0-018-7501-A2-0-(001) | OPEN PACKING LIST | ABHAR WIRE & CABLE CO. | 1296 | meter | 0 |  | ODCC-EL-IGC-0213 | IGC | 2022-01-11 | 1296 | 1296 | MTR from SEI to ODCC MIV-SEI-EL-ODCC-0004 | [48 empty] | 1296
5189 | CR-40-03 | ICCN001B001000_09 |  | Cable | Earthing | Wire 50 RM mm C2 -- 450/750 V --- Cu/PVC --- (Green / Yellow) (Drum No.:14004025) | 1*50 | 1071-S2-IN-P0-018-7501-A2-0-(001) | OPEN PACKING LIST | ABHAR WIRE & CABLE CO. | 616 | meter | 616 | Total Drum: 1648 meter | ODCC-EL-IGC-0213 | IGC | 2022-01-11 | 616 | 616 | MTR from SEI to ODCC MIV-SEI-EL-ODCC-0004 | [42 empty] | ODCC-EL-IGC-0017 | IGC | 2022-01-13 | 616 |  |  | 0
5190 | RIB-40-02 | ICCN001B001000_09 |  | Cable | Earthing | Wire 50 RM mm C2 -- 450/750 V --- Cu/PVC --- (Green / Yellow) (Drum No.:14004025) | 1*50 | 1071-S2-IN-P0-018-7501-A2-0-(001) | OPEN PACKING LIST | ABHAR WIRE & CABLE CO. | 416 | meter | 416 |  | ODCC-EL-IGC-0213 | IGC | 2022-01-11 | 416 | 416 | MTR from SEI to ODCC MIV-SEI-EL-ODCC-0004 | [42 empty] | ODCC-EL-IGC-0017 | IGC | 2022-01-13 | 416 |  |  | 0
5191 | RIB-40-03 | ICCN001B001000_09 |  | Cable | Earthing | Wire 50 RM mm C2 -- 450/750 V --- Cu/PVC --- (Green / Yellow) (Drum No.:14004025) | 1*50 | 1071-S2-IN-P0-018-7501-A2-0-(001) | OPEN PACKING LIST | ABHAR WIRE & CABLE CO. | 616 | meter | 616 |  | ODCC-EL-IGC-0213 | IGC | 2022-01-11 | 616 | 616 | MTR from SEI to ODCC MIV-SEI-EL-ODCC-0004 | [42 empty] | ODCC-EL-IGC-0017 | IGC | 2022-01-13 | 616 |  |  | 0
5192 | CR-40-01 | ICCN001B001000_09 |  | Cable | Earthing | Wire 50 RM mm C2 -- 450/750 V --- Cu/PVC --- (Green / Yellow) (Drum No.:14004026) | 1*50 | 1071-S2-IN-P0-018-7501-A2-0-(001) | OPEN PACKING LIST | ABHAR WIRE & CABLE CO. | 616 | meter | 616 | Total Drum: 1648 meter | ODCC-EL-IGC-0213 | IGC | 2022-01-11 | 616 | 616 | MTR from SEI to ODCC MIV-SEI-EL-ODCC-0004 | [42 empty] | ODCC-EL-IGC-0017 | IGC | 2022-01-13 | 616 |  |  | 0
5193 | CR-40-02 | ICCN001B001000_09 |  | Cable | Earthing | Wire 50 RM mm C2 -- 450/750 V --- Cu/PVC --- (Green / Yellow) (Drum No.:14004026) | 1*50 | 1071-S2-IN-P0-018-7501-A2-0-(001) | OPEN PACKING LIST | ABHAR WIRE & CABLE CO. | 822 | meter | 822 |  | ODCC-EL-IGC-0213 | IGC | 2022-01-11 | 822 | 822 | MTR from SEI to ODCC MIV-SEI-EL-ODCC-0004 | [42 empty] | ODCC-EL-IGC-0017 | IGC | 2022-01-13 | 822 |  |  | 0
5194 | RIB-40-01 | ICCN001B001000_09 |  | Cable | Earthing | Wire 50 RM mm C2 -- 450/750 V --- Cu/PVC --- (Green / Yellow) (Drum No.:14004026) | 1*50 | 1071-S2-IN-P0-018-7501-A2-0-(001) | OPEN PACKING LIST | ABHAR WIRE & CABLE CO. | 210 | meter | 210 |  | ODCC-EL-IGC-0213 | IGC | 2022-01-11 | 210 | 210 | MTR from SEI to ODCC MIV-SEI-EL-ODCC-0004 | [42 empty] | ODCC-EL-IGC-0017 | IGC | 2022-01-13 | 210 |  |  | 0
5195 | SS-40-03 | EE-4803TR4801 |  | Transformer | Transformer | Body 2/2.3 MVA,33/0.42 KV ,Oil Immersed Distrubution Transformers with Accessoreis | 33/0.42 | 1071-O2-EL-PO-034-6502-A0-0-001 | OPEN PACKING LIST | ARYA TRANSFO-SHARGH | 1 | PCS | 0 |  | ODCC-EL-IGC-0211 | IGC | 2022-01-10 | 1 | 1 | [49 empty] | 1
5196 | SS-40-04 | EE-4804TR5801A |  | Transformer | Transformer | Body 2/2.3 MVA,33/0.42 KV ,Oil Immersed Distrubution Transformers with Accessoreis | 33/0.42 | 1071-O2-EL-PO-034-6502-A0-0-001 | OPEN PACKING LIST | ARYA TRANSFO-SHARGH | 1 | PCS | 0 |  | ODCC-EL-IGC-0211 | IGC | 2022-01-10 | 1 | 1 | [49 empty] | 1
5197 | SS-40-04 | EE-4804TR5801B |  | Transformer | Transformer | Body 2/2.3 MVA,33/0.42 KV ,Oil Immersed Distrubution Transformers with Accessoreis | 33/0.42 | 1071-O2-EL-PO-034-6502-A0-0-001 | OPEN PACKING LIST | ARYA TRANSFO-SHARGH | 1 | PCS | 0 |  | ODCC-EL-IGC-0211 | IGC | 2022-01-10 | 1 | 1 | [49 empty] | 1
5198 | SS-40-03 | EE-4803TR4801 | Equipment and accessories | Transformer | Transformer | Equipment and accessories of 1.6 / 1.84 MVA, 33/0.42kV Oil Immersed Distribution Transformer (as per detailed packing list)Tag No.: EE-4803TR4801 & Serial Number: 17000626 | 33/0.42 | 1071-O2-EL-PO-034-6502-A0-0-002 | OPEN PACKING LIST | ARYA TRANSFO-SHARGH | 1 | Set | 1 | [55 empty] | 0
5199 | SS-40-04 | EE-4804TR5801A | Equipment and accessories | Transformer | Transformer | Equipment and accessories of 2 / 2.3MVA, 33/0.42kV Oil Immersed Distribution Transformer (as per detailed packing list)Tag No.: EE-4804TR5801A & Serial Number: 17000623 | 33/0.42 | 1071-O2-EL-PO-034-6502-A0-0-002 | OPEN PACKING LIST | ARYA TRANSFO-SHARGH | 1 | Set | 1 | [55 empty] | 0
5200 | SS-40-04 | EE-4804TR5801B | Equipment and accessories | Transformer | Transformer | Equipment and accessories of 2 / 2.3MVA, 33/0.42kV Oil Immersed Distribution Transformer (as per detailed packing list)Tag No.: EE-4804TR5801B & Serial Number: 17000620 | 33/0.42 | 1071-O2-EL-PO-034-6502-A0-0-002 | OPEN PACKING LIST | ARYA TRANSFO-SHARGH | 1 | Set | 1 | [55 empty] | 0
5201 | SS-40-09 | SS4009-HDP-01 |  | Panel | HVAC Panel | ELECTRICAL POWER PANEL(HVAC) | 3PH | 1071-O2-HV-PO-001-3040-A0-0-022 | OPEN PACKING LIST | Tahvieh | 1 | PCS | 0 |  | ODCC-HV-IGC-(0208) | IGC | 2022-01-16 | 1 | 1 | [49 empty] | 1
5202 | CR-40-01 | CR4001-HDP-01 |  | Panel | HVAC Panel | ELECTRICAL POWER PANEL(HVAC) | 3PH | 1071-O2-HV-PO-001-3040-A0-0-022 | OPEN PACKING LIST | Tahvieh | 1 | PCS | 0 |  | ODCC-HV-IGC-(0208) | IGC | 2022-01-16 | 1 | 1 | [49 empty] | 1
5203 | BD-40-02 | ENSC0731BH4BN000 |  | SOCKET | Convenience Outlet | SEMC TYPE Industrial Local Control Station LCS260 With Coupled SEMC TYPE Industrial Socket & Plug 16A ,3Pole (PH+N+E) | 230V | 1071-O2-EL-PO-017-6025-A0-0-0002 | OPEN PACKING LIST | Mashin Sazi Shomal | 4 | PCS | 4 | [55 empty] | 0
5204 | BD-40-10 | ENSC0731AI5FN000 |  | SOCKET | Convenience Outlet | SEMC TYPE Industrial Local Control Station LCS260 With Coupled SEMC TYPE Industrial Socket & Plug 16A ,3Pole (PH+N+E) | 230V | 1071-O2-EL-PO-017-6025-A0-0-0002 | OPEN PACKING LIST | Mashin Sazi Shomal | 11 | PCS | 11 | [55 empty] | 0
5205 | BD-40-11 | ENSC0731AI5FN000 |  | SOCKET | Convenience Outlet | SEMC TYPE Industrial Local Control Station LCS260 With Coupled SEMC TYPE Industrial Socket & Plug 16A ,3Pole (PH+N+E) | 230V | 1071-O2-EL-PO-017-6025-A0-0-0002 | OPEN PACKING LIST | Mashin Sazi Shomal | 6 | PCS | 6 | [55 empty] | 0
5206 | BD-40-12 | ENSC0731AI5FN000 |  | SOCKET | Convenience Outlet | SEMC TYPE Industrial Local Control Station LCS260 With Coupled SEMC TYPE Industrial Socket & Plug 16A ,3Pole (PH+N+E) | 230V | 1071-O2-EL-PO-017-6025-A0-0-0002 | OPEN PACKING LIST | Mashin Sazi Shomal | 2 | PCS | 2 | [55 empty] | 0
5207 | CR-40-01 | ENSC0731AI5FN000 |  | SOCKET | Convenience Outlet | Industrial Socket (TP electric) | 230V | 1071-O2-EL-PO-017-6025-A0-0-0002 | OPEN PACKING LIST | Mashin Sazi Shomal | 3 | PCS | 3 | [55 empty] | 0
5208 | CR-40-02 | ENSC0731AI5FN000 |  | SOCKET | Convenience Outlet | Industrial Socket (TP electric) | 230V | 1071-O2-EL-PO-017-6025-A0-0-0002 | OPEN PACKING LIST | Mashin Sazi Shomal | 3 | PCS | 3 | [55 empty] | 0
5209 | CR-40-03 | ENSC0731AI5FN000 |  | SOCKET | Convenience Outlet | Industrial Socket (TP electric) | 230V | 1071-O2-EL-PO-017-6025-A0-0-0002 | OPEN PACKING LIST | Mashin Sazi Shomal | 2 | PCS | 2 | [55 empty] | 0
5210 | SS-40-03 | ENSC0731AI5FN000 |  | SOCKET | Convenience Outlet | SEMC TYPE Industrial Local Control Station LCS260 With Coupled SEMC TYPE Industrial Socket & Plug 16A ,3Pole (PH+N+E) | 230V | 1071-O2-EL-PO-017-6025-A0-0-0002 | OPEN PACKING LIST | Mashin Sazi Shomal | 10 | PCS | 10 | [55 empty] | 0
5211 | SS-40-04 | ENSC0731AI5FN000 |  | SOCKET | Convenience Outlet | SEMC TYPE Industrial Local Control Station LCS260 With Coupled SEMC TYPE Industrial Socket & Plug 16A ,3Pole (PH+N+E) | 230V | 1071-O2-EL-PO-017-6025-A0-0-0002 | OPEN PACKING LIST | Mashin Sazi Shomal | 9 | PCS | 9 | [55 empty] | 0
5212 | SS-40-05 | ENSC0731AI5FN000 |  | SOCKET | Convenience Outlet | SEMC TYPE Industrial Local Control Station LCS260 With Coupled SEMC TYPE Industrial Socket & Plug 16A ,3Pole (PH+N+E) | 230V | 1071-O2-EL-PO-017-6025-A0-0-0002 | OPEN PACKING LIST | Mashin Sazi Shomal | 12 | PCS | 12 | [55 empty] | 0
5213 | SS-40-09 | ENSC0731AI5FN000 |  | SOCKET | Convenience Outlet | SEMC TYPE Industrial Local Control Station LCS260 With Coupled SEMC TYPE Industrial Socket & Plug 16A ,3Pole (PH+N+E) | 230V | 1071-O2-EL-PO-017-6025-A0-0-0002 | OPEN PACKING LIST | Mashin Sazi Shomal | 14 | PCS | 14 | [55 empty] | 0
5214 | CR-40-01 | ENSC0731AI5FN000 |  | SOCKET | Cable Gland | SEMC CABLE GLAND TYPE IGL 1221 - 20mm C/With : Sealing Washer , Locknut | 20mm | 1071-O2-EL-PO-017-6025-A0-0-0002 | OPEN PACKING LIST | Mashin Sazi Shomal | 3 | PCS | 3 | [55 empty] | 0
5215 | CR-40-02 | ENSC0731AI5FN000 |  | SOCKET | Cable Gland | SEMC CABLE GLAND TYPE IGL 1221 - 20mm C/With : Sealing Washer , Locknut | 20mm | 1071-O2-EL-PO-017-6025-A0-0-0002 | OPEN PACKING LIST | Mashin Sazi Shomal | 3 | PCS | 3 | [55 empty] | 0
5216 | CR-40-03 | ENSC0731AI5FN000 |  | SOCKET | Cable Gland | SEMC CABLE GLAND TYPE IGL 1221 - 20mm C/With : Sealing Washer , Locknut | 20mm | 1071-O2-EL-PO-017-6025-A0-0-0002 | OPEN PACKING LIST | Mashin Sazi Shomal | 2 | PCS | 2 | [55 empty] | 0
5217 | SS-40-05 | EE-4805MCC4801 | Buildings | Panel | Switchgear | Cell 1,2,3,4,….,25 | 0.4KV | 1071-O2-EL-PO-025-6503-A0-0-01 | OPEN PACKING LIST | Jaboun Co. | 25 | PCS | 0 |  | ODCC-EL-IGC-(0200) | IGC | 2021-12-26 | 25 | 25 | [49 empty] | 25
5218 | SS-40-05 | EE-4805MCC4801 |  | Panel | Dummy | Dummy Cell | 0.4KV | 1071-O2-EL-PO-025-6503-A0-0-01 | OPEN PACKING LIST | Jaboun Co. | 1 | PCS | 0 |  | ODCC-EL-IGC-(0200) | IGC | 2021-12-26 | 1 | 1 | [49 empty] | 1
5219 | SS-40-05 | EE-4805MCC4801 |  | Panel | C.B | C.B For Cell 14 | 0.4KV | 1071-O2-EL-PO-025-6503-A0-0-01 | OPEN PACKING LIST | Jaboun Co. | 1 | PCS | 0 |  | ODCC-EL-IGC-(0174) | IGC | 2022-01-17 | 1 | 1 | [49 empty] | 1
5220 | SS-40-05 | EE-4805MCC4801 |  | Panel | C.B | C.B For Cell 15 | 0.4KV | 1071-O2-EL-PO-025-6503-A0-0-01 | OPEN PACKING LIST | Jaboun Co. | 1 | PCS | 0 |  | ODCC-EL-IGC-(0174) | IGC | 2022-01-17 | 1 | 1 | [49 empty] | 1
5221 | SS-40-05 | EE-4805MCC4801 |  | Panel | C.B | C.B For Cell 16 | 0.4KV | 1071-O2-EL-PO-025-6503-A0-0-01 | OPEN PACKING LIST | Jaboun Co. | 1 | PCS | 0 |  | ODCC-EL-IGC-(0174) | IGC | 2022-01-17 | 1 | 1 | [49 empty] | 1
5222 | SS-40-05 | EE-4805MCC4801 |  | Panel | Accessories | Bolt 10*60 | 0.4KV | 1071-O2-EL-PO-025-6503-A0-0-01 | OPEN PACKING LIST | Jaboun Co. | 390 | PCS | 0 |  | ODCC-EL-IGC-(0174) | IGC | 2022-01-17 | 390 | 390 | [49 empty] | 390
5223 | SS-40-05 | EE-4805MCC4801 |  | Panel | Accessories | Bolt 10*40 | 0.4KV | 1071-O2-EL-PO-025-6503-A0-0-01 | OPEN PACKING LIST | Jaboun Co. | 130 | PCS | 0 |  | ODCC-EL-IGC-(0174) | IGC | 2022-01-17 | 130 | 130 | [49 empty] | 130
5224 | SS-40-05 | EE-4805MCC4801 |  | Panel | Accessories | Bolt 6*20 | 0.4KV | 1071-O2-EL-PO-025-6503-A0-0-01 | OPEN PACKING LIST | Jaboun Co. | 182 | PCS | 0 |  | ODCC-EL-IGC-(0174) | IGC | 2022-01-17 | 182 | 182 | [49 empty] | 182
5225 | SS-40-05 | EE-4805MCC4801 |  | Panel | Accessories | Flat washer 10 | 0.4KV | 1071-O2-EL-PO-025-6503-A0-0-01 | OPEN PACKING LIST | Jaboun Co. | 1040 | PCS | 0 |  | ODCC-EL-IGC-(0174) | IGC | 2022-01-17 | 1040 | 1040 | [49 empty] | 1040
5226 | SS-40-05 | EE-4805MCC4801 |  | Panel | Accessories | Flat washer 6 | 0.4KV | 1071-O2-EL-PO-025-6503-A0-0-01 | OPEN PACKING LIST | Jaboun Co. | 182 | PCS | 0 |  | ODCC-EL-IGC-(0174) | IGC | 2022-01-17 | 182 | 182 | [49 empty] | 182
5227 | SS-40-05 | EE-4805MCC4801 |  | Panel | Accessories | Spring washer 10 | 0.4KV | 1071-O2-EL-PO-025-6503-A0-0-01 | OPEN PACKING LIST | Jaboun Co. | 1040 | PCS | 0 |  | ODCC-EL-IGC-(0174) | IGC | 2022-01-17 | 1040 | 1040 | [49 empty] | 1040
5228 | SS-40-05 | EE-4805MCC4801 |  | Panel | Accessories | Spring washer 6 | 0.4KV | 1071-O2-EL-PO-025-6503-A0-0-01 | OPEN PACKING LIST | Jaboun Co. | 182 | PCS | 0 |  | ODCC-EL-IGC-(0174) | IGC | 2022-01-17 | 182 | 182 | [49 empty] | 182
5229 | SS-40-05 | EE-4805MCC4801 |  | Panel | Accessories | Nut 10 | 0.4KV | 1071-O2-EL-PO-025-6503-A0-0-01 | OPEN PACKING LIST | Jaboun Co. | 520 | PCS | 0 |  | ODCC-EL-IGC-(0174) | IGC | 2022-01-17 | 520 | 520 | [49 empty] | 520
5230 | SS-40-05 | EE-4805MCC4801 |  | Panel | Accessories | Key(for door) | 0.4KV | 1071-O2-EL-PO-025-6503-A0-0-01 | OPEN PACKING LIST | Jaboun Co. | 2 | PCS | 0 |  | ODCC-EL-IGC-(0174) | IGC | 2022-01-17 | 2 | 2 | [49 empty] | 2
5231 | SS-40-05 | EE-4805MCC4801 |  | Panel | Accessories | Copper busbar(100*85*5mm) | 0.4KV | 1071-O2-EL-PO-025-6503-A0-0-01 | OPEN PACKING LIST | Jaboun Co. | 182 | PCS | 0 |  | ODCC-EL-IGC-(0174) | IGC | 2022-01-17 | 182 | 182 | [49 empty] | 182
5232 | SS-40-05 | EE-4805MCC4802 | Buildings | Panel | Switchgear | Cell 1,2,3,4,….,15 | 0.4KV | 1071-O2-EL-PO-025-6503-A0-0-01 | OPEN PACKING LIST | Jaboun Co. | 15 | PCS | 0 |  | ODCC-EL-IGC-(0200) | IGC | 2021-12-26 | 15 | 15 | [49 empty] | 15
5233 | SS-40-05 | EE-4805MCC4802 |  | Panel | C.B | C.B For Cell 07 | 0.4KV | 1071-O2-EL-PO-025-6503-A0-0-01 | OPEN PACKING LIST | Jaboun Co. | 1 | PCS | 0 |  | ODCC-EL-IGC-(0174) | IGC | 2022-01-17 | 1 | 1 | [49 empty] | 1
5234 | SS-40-05 | EE-4805MCC4802 |  | Panel | C.B | C.B For Cell 08 | 0.4KV | 1071-O2-EL-PO-025-6503-A0-0-01 | OPEN PACKING LIST | Jaboun Co. | 1 | PCS | 0 |  | ODCC-EL-IGC-(0174) | IGC | 2022-01-17 | 1 | 1 | [49 empty] | 1
5235 | SS-40-05 | EE-4805MCC4802 |  | Panel | C.B | C.B For Cell 09 | 0.4KV | 1071-O2-EL-PO-025-6503-A0-0-01 | OPEN PACKING LIST | Jaboun Co. | 1 | PCS | 0 |  | ODCC-EL-IGC-(0174) | IGC | 2022-01-17 | 1 | 1 | [49 empty] | 1
5236 | SS-40-05 | EE-4805MCC4802 |  | Panel | Accessories | Bolt 10*60 | 0.4KV | 1071-O2-EL-PO-025-6503-A0-0-01 | OPEN PACKING LIST | Jaboun Co. | 250 | PCS | 0 |  | ODCC-EL-IGC-(0174) | IGC | 2022-01-17 | 250 | 250 | [49 empty] | 250
5237 | SS-40-05 | EE-4805MCC4802 |  | Panel | Accessories | Bolt 10*40 | 0.4KV | 1071-O2-EL-PO-025-6503-A0-0-01 | OPEN PACKING LIST | Jaboun Co. | 85 | PCS | 0 |  | ODCC-EL-IGC-(0174) | IGC | 2022-01-17 | 85 | 85 | [49 empty] | 85
5238 | SS-40-05 | EE-4805MCC4802 |  | Panel | Accessories | Bolt 6*20 | 0.4KV | 1071-O2-EL-PO-025-6503-A0-0-01 | OPEN PACKING LIST | Jaboun Co. | 120 | PCS | 0 |  | ODCC-EL-IGC-(0174) | IGC | 2022-01-17 | 120 | 120 | [49 empty] | 120
5239 | SS-40-05 | EE-4805MCC4802 |  | Panel | Accessories | Flat washer 10 | 0.4KV | 1071-O2-EL-PO-025-6503-A0-0-01 | OPEN PACKING LIST | Jaboun Co. | 670 | PCS | 0 |  | ODCC-EL-IGC-(0174) | IGC | 2022-01-17 | 670 | 670 | [49 empty] | 670
5240 | SS-40-05 | EE-4805MCC4802 |  | Panel | Accessories | Flat washer 6 | 0.4KV | 1071-O2-EL-PO-025-6503-A0-0-01 | OPEN PACKING LIST | Jaboun Co. | 120 | PCS | 0 |  | ODCC-EL-IGC-(0174) | IGC | 2022-01-17 | 120 | 120 | [49 empty] | 120
5241 | SS-40-05 | EE-4805MCC4802 |  | Panel | Accessories | Spring washer 10 | 0.4KV | 1071-O2-EL-PO-025-6503-A0-0-01 | OPEN PACKING LIST | Jaboun Co. | 670 | PCS | 0 |  | ODCC-EL-IGC-(0174) | IGC | 2022-01-17 | 670 | 670 | [49 empty] | 670
5242 | SS-40-05 | EE-4805MCC4802 |  | Panel | Accessories | Spring washer 6 | 0.4KV | 1071-O2-EL-PO-025-6503-A0-0-01 | OPEN PACKING LIST | Jaboun Co. | 120 | PCS | 0 |  | ODCC-EL-IGC-(0174) | IGC | 2022-01-17 | 120 | 120 | [49 empty] | 120
5243 | SS-40-05 | EE-4805MCC4802 |  | Panel | Accessories | Nut 10 | 0.4KV | 1071-O2-EL-PO-025-6503-A0-0-01 | OPEN PACKING LIST | Jaboun Co. | 335 | PCS | 0 |  | ODCC-EL-IGC-(0174) | IGC | 2022-01-17 | 335 | 335 | [49 empty] | 335
5244 | SS-40-05 | EE-4805MCC4802 |  | Panel | Accessories | Key(for door) | 0.4KV | 1071-O2-EL-PO-025-6503-A0-0-01 | OPEN PACKING LIST | Jaboun Co. | 2 | PCS | 0 |  | ODCC-EL-IGC-(0174) | IGC | 2022-01-17 | 2 | 2 | [49 empty] | 2
5245 | SS-40-05 | EE-4805MCC4802 |  | Panel | Accessories | Copper busbar(100*85*5mm) | 0.4KV | 1071-O2-EL-PO-025-6503-A0-0-01 | OPEN PACKING LIST | Jaboun Co. | 112 | PCS | 0 |  | ODCC-EL-IGC-(0174) | IGC | 2022-01-17 | 112 | 112 | [49 empty] | 112
5246 | SS-40-05 | EE-4805MCC4803 | Buildings | Panel | Switchgear | Cell 1,2,3,4,….,17 | 0.4KV | 1071-O2-EL-PO-025-6503-A0-0-01 | OPEN PACKING LIST | Jaboun Co. | 17 | PCS | 0 |  | ODCC-EL-IGC-(0200) | IGC | 2021-12-26 | 17 | 17 | [49 empty] | 17
5247 | SS-40-05 | EE-4805MCC4803 |  | Panel | Dummy | Dummy Cell | 0.4KV | 1071-O2-EL-PO-025-6503-A0-0-01 | OPEN PACKING LIST | Jaboun Co. | 1 | PCS | 0 |  | ODCC-EL-IGC-(0200) | IGC | 2021-12-26 | 1 | 1 | [49 empty] | 1
5248 | SS-40-05 | EE-4805MCC4803 |  | Panel | C.B | C.B For Cell 9 | 0.4KV | 1071-O2-EL-PO-025-6503-A0-0-01 | OPEN PACKING LIST | Jaboun Co. | 1 | PCS | 0 |  | ODCC-EL-IGC-(0174) | IGC | 2022-01-17 | 1 | 1 | [49 empty] | 1
5249 | SS-40-05 | EE-4805MCC4803 |  | Panel | C.B | C.B For Cell 10 | 0.4KV | 1071-O2-EL-PO-025-6503-A0-0-01 | OPEN PACKING LIST | Jaboun Co. | 1 | PCS | 0 |  | ODCC-EL-IGC-(0174) | IGC | 2022-01-17 | 1 | 1 | [49 empty] | 0
5250 | SS-40-05 | EE-4805MCC4803 |  | Panel | C.B | C.B For Cell 11 | 0.4KV | 1071-O2-EL-PO-025-6503-A0-0-01 | OPEN PACKING LIST | Jaboun Co. | 1 | PCS | 0 |  | ODCC-EL-IGC-(0174) | IGC | 2022-01-17 | 1 | 1 | [49 empty] | 0
5251 | SS-40-05 | EE-4805MCC4803 |  | Panel | Accessories | Bolt 10*60 | 0.4KV | 1071-O2-EL-PO-025-6503-A0-0-01 | OPEN PACKING LIST | Jaboun Co. | 300 | PCS | 0 |  | ODCC-EL-IGC-(0174) | IGC | 2022-01-17 | 300 | 300 | [49 empty] | 0
5252 | SS-40-05 | EE-4805MCC4803 |  | Panel | Accessories | Bolt 10*40 | 0.4KV | 1071-O2-EL-PO-025-6503-A0-0-01 | OPEN PACKING LIST | Jaboun Co. | 100 | PCS | 0 |  | ODCC-EL-IGC-(0174) | IGC | 2022-01-17 | 100 | 100 | [49 empty] | 0
5253 | SS-40-05 | EE-4805MCC4803 |  | Panel | Accessories | Bolt 6*20 | 0.4KV | 1071-O2-EL-PO-025-6503-A0-0-01 | OPEN PACKING LIST | Jaboun Co. | 140 | PCS | 0 |  | ODCC-EL-IGC-(0174) | IGC | 2022-01-17 | 140 | 140 | [49 empty] | 0
5254 | SS-40-05 | EE-4805MCC4803 |  | Panel | Accessories | Flat washer 10 | 0.4KV | 1071-O2-EL-PO-025-6503-A0-0-01 | OPEN PACKING LIST | Jaboun Co. | 800 | PCS | 0 |  | ODCC-EL-IGC-(0174) | IGC | 2022-01-17 | 800 | 800 | [49 empty] | 0
5255 | SS-40-05 | EE-4805MCC4803 |  | Panel | Accessories | Flat washer 6 | 0.4KV | 1071-O2-EL-PO-025-6503-A0-0-01 | OPEN PACKING LIST | Jaboun Co. | 140 | PCS | 0 |  | ODCC-EL-IGC-(0174) | IGC | 2022-01-17 | 140 | 140 | [49 empty] | 0
5256 | SS-40-05 | EE-4805MCC4803 |  | Panel | Accessories | Spring washer 10 | 0.4KV | 1071-O2-EL-PO-025-6503-A0-0-01 | OPEN PACKING LIST | Jaboun Co. | 800 | PCS | 0 |  | ODCC-EL-IGC-(0174) | IGC | 2022-01-17 | 800 | 800 | [49 empty] | 0
5257 | SS-40-05 | EE-4805MCC4803 |  | Panel | Accessories | Spring washer 6 | 0.4KV | 1071-O2-EL-PO-025-6503-A0-0-01 | OPEN PACKING LIST | Jaboun Co. | 140 | PCS | 0 |  | ODCC-EL-IGC-(0174) | IGC | 2022-01-17 | 140 | 140 | [49 empty] | 0
5258 | SS-40-05 | EE-4805MCC4803 |  | Panel | Accessories | Nut 10 | 0.4KV | 1071-O2-EL-PO-025-6503-A0-0-01 | OPEN PACKING LIST | Jaboun Co. | 400 | PCS | 0 |  | ODCC-EL-IGC-(0174) | IGC | 2022-01-17 | 400 | 400 | [49 empty] | 400
5259 | SS-40-05 | EE-4805MCC4803 |  | Panel | Accessories | Key(for door) | 0.4KV | 1071-O2-EL-PO-025-6503-A0-0-01 | OPEN PACKING LIST | Jaboun Co. | 2 | PCS | 0 |  | ODCC-EL-IGC-(0174) | IGC | 2022-01-17 | 2 | 2 | [49 empty] | 2
5260 | SS-40-05 | EE-4805MCC4803 |  | Panel | Accessories | Copper busbar(100*85*5mm) | 0.4KV | 1071-O2-EL-PO-025-6503-A0-0-01 | OPEN PACKING LIST | Jaboun Co. | 140 | PCS | 0 |  | ODCC-EL-IGC-(0174) | IGC | 2022-01-17 | 140 | 140 | [49 empty] | 140
5261 | BD-40-02 | EPSP066I5FN000810 | CMIS=EPSP066H4BN000810 | Lighting System | Cable Gland | GLAND- INDUSTRIAL- M25- NON ARMORED-for Start Push Button | 25mm | 1071-O2-EL-PO-027-6516-A0-0-04 | OPEN PACKING LIST | GOLNOOR | 5 | PCS | 5 | [55 empty] | 0
5262 | BD-40-10 | EPSP066I5FN000810 | CMIS=EPSP066H4BN000810 | Lighting System | Cable Gland | GLAND- INDUSTRIAL- M25- NON ARMORED-for Start Push Button | 25mm | 1071-O2-EL-PO-027-6516-A0-0-04 | OPEN PACKING LIST | GOLNOOR | 18 | PCS | 18 | [55 empty] | 0
5263 | CR-40-01 | EPSP066H4BN000810 |  | Lighting System | Cable Gland | GLAND- INDUSTRIAL- M25- NON ARMORED-for Start Push Button | 25mm | 1071-O2-EL-PO-027-6516-A0-0-04 | OPEN PACKING LIST | GOLNOOR | 25 | PCS | 25 | [55 empty] | 0
5264 | CR-40-02 | EPSP066H4BN000810 |  | Lighting System | Cable Gland | GLAND- INDUSTRIAL- M25- NON ARMORED-for Start Push Button | 25mm | 1071-O2-EL-PO-027-6516-A0-0-04 | OPEN PACKING LIST | GOLNOOR | 18 | PCS | 2 |  | ODCC-EL-IGC-0209 | IGC | 2022-01-08 | 16 | 16 | [49 empty] | 16
5265 | CR-40-03 | EPSP066H4BN000810 |  | Lighting System | Cable Gland | GLAND- INDUSTRIAL- M25- NON ARMORED-for Start Push Button | 25mm | 1071-O2-EL-PO-027-6516-A0-0-04 | OPEN PACKING LIST | GOLNOOR | 20 | PCS | 2 |  | ODCC-EL-IGC-0209 | IGC | 2022-01-08 | 18 | 18 | [49 empty] | 18
5266 | RIB-40-03 | EPSP066H4BN000810 | CMIS=EPSA063I5FN000111 | Lighting System | Cable Gland | GLAND- INDUSTRIAL- M25- NON ARMORED-for Start Push Button | 25mm | 1071-O2-EL-PO-027-6516-A0-0-04 | OPEN PACKING LIST | GOLNOOR | 6 | PCS | 0 |  | ODCC-EL-IGC-0209 | IGC | 2022-01-08 | 6 | 6 | [49 empty] | 6
5267 | SS-40-03 | EPSP066H4BN000810 |  | Lighting System | Cable Gland | GLAND- INDUSTRIAL- M25- NON ARMORED-for Start Push Button | 25mm | 1071-O2-EL-PO-027-6516-A0-0-04 | OPEN PACKING LIST | GOLNOOR | 22 | PCS | 2 |  | ODCC-EL-IGC-0209 | IGC | 2022-01-08 | 20 | 20 | [49 empty] | 20
5268 | SS-40-04 | EPSP066H4BN000810 |  | Lighting System | Cable Gland | GLAND- INDUSTRIAL- M25- NON ARMORED-for Start Push Button | 25mm | 1071-O2-EL-PO-027-6516-A0-0-04 | OPEN PACKING LIST | GOLNOOR | 24 | PCS | 2 |  | ODCC-EL-IGC-0209 | IGC | 2022-01-08 | 22 | 22 | [49 empty] | 22
5269 | SS-40-05 | EPSP066H4BN000810 |  | Lighting System | Cable Gland | GLAND- INDUSTRIAL- M25- NON ARMORED-for Start Push Button | 25mm | 1071-O2-EL-PO-027-6516-A0-0-04 | OPEN PACKING LIST | GOLNOOR | 22 | PCS | 2 |  | ODCC-EL-IGC-0209 | IGC | 2022-01-08 | 20 | 20 | [49 empty] | 20
5270 | SS-40-09 | EPSP066H4BN000810 |  | Lighting System | Cable Gland | GLAND- INDUSTRIAL- M25- NON ARMORED-for Start Push Button | 25mm | 1071-O2-EL-PO-027-6516-A0-0-04 | OPEN PACKING LIST | GOLNOOR | 21 | PCS | 21 | [55 empty] | 0
5271 | Spare | EPSP066H4BN000810 |  | Lighting system | ADAPTOR | ADAPTOR M20-M25-START PUSH BUTTON | 20 to 25mm | 1071-O2-EL-PO-027-6516-A0-0-04 | OPEN PACKING LIST | GOLNOOR | 25 | PCS | 25 | [55 empty] | 0
5272 | Spare | EPSP066H4BN000810 |  | Lighting system | ADAPTOR | ADAPTOR M20-M25-START PUSH BUTTON | 20 to 25mm | 1071-O2-EL-PO-027-6516-A0-0-04 | OPEN PACKING LIST | GOLNOOR | 18 | PCS | 18 | [55 empty] | 0
5273 | Spare | EPSP066H4BN000810 |  | Lighting system | ADAPTOR | ADAPTOR M20-M25-START PUSH BUTTON | 20 to 25mm | 1071-O2-EL-PO-027-6516-A0-0-04 | OPEN PACKING LIST | GOLNOOR | 20 | PCS | 20 | [55 empty] | 0
5274 | Spare | EPSP066H4BN000810 | CMIS=EPSA063I5FN000111 | Lighting system | ADAPTOR | ADAPTOR M20-M25-START PUSH BUTTON | 20 to 25mm | 1071-O2-EL-PO-027-6516-A0-0-04 | OPEN PACKING LIST | GOLNOOR | 6 | PCS | 6 | [55 empty] | 0
5275 | Spare | EPSP066H4BN000810 |  | Lighting system | ADAPTOR | ADAPTOR M20-M25-START PUSH BUTTON | 20 to 25mm | 1071-O2-EL-PO-027-6516-A0-0-04 | OPEN PACKING LIST | GOLNOOR | 22 | PCS | 22 | [55 empty] | 0
5276 | Spare | EPSP066H4BN000810 |  | Lighting system | ADAPTOR | ADAPTOR M20-M25-START PUSH BUTTON | 20 to 25mm | 1071-O2-EL-PO-027-6516-A0-0-04 | OPEN PACKING LIST | GOLNOOR | 9 | PCS | 9 | [55 empty] | 0
5277 | CR-40-01 | EPSP066H4BN000810 |  | Lighting system | Shoroud | Shoroud M25 for Start Push Button | 25mm | 1071-O2-EL-PO-027-6516-A0-0-04 | OPEN PACKING LIST | GOLNOOR | 25 | PCS | 25 | [55 empty] | 0
5278 | CR-40-02 | EPSP066H4BN000810 |  | Lighting system | Shoroud | Shoroud M25 for Start Push Button | 25mm | 1071-O2-EL-PO-027-6516-A0-0-04 | OPEN PACKING LIST | GOLNOOR | 18 | PCS | 2 |  | ODCC-EL-IGC-0209 | IGC | 2022-01-08 | 16 | 16 | [49 empty] | 16
5279 | CR-40-03 | EPSP066H4BN000810 |  | Lighting system | Shoroud | Shoroud M25 for Start Push Button | 25mm | 1071-O2-EL-PO-027-6516-A0-0-04 | OPEN PACKING LIST | GOLNOOR | 20 | PCS | 2 |  | ODCC-EL-IGC-0209 | IGC | 2022-01-08 | 18 | 18 | [49 empty] | 18
5280 | RIB-40-03 | EPSP066H4BN000810 | CMIS=EPSA063I5FN000111 | Lighting system | Shoroud | Shoroud M25 for Start Push Button | 25mm | 1071-O2-EL-PO-027-6516-A0-0-04 | OPEN PACKING LIST | GOLNOOR | 6 | PCS | 0 |  | ODCC-EL-IGC-0209 | IGC | 2022-01-08 | 6 | 6 | [49 empty] | 6
5281 | SS-40-03 | EPSP066H4BN000810 |  | Lighting system | Shoroud | Shoroud M25 for Start Push Button | 25mm | 1071-O2-EL-PO-027-6516-A0-0-04 | OPEN PACKING LIST | GOLNOOR | 22 | PCS | 2 |  | ODCC-EL-IGC-0209 | IGC | 2022-01-08 | 20 | 20 | [49 empty] | 20
5282 | SS-40-04 | EPSP066H4BN000810 |  | Lighting system | Shoroud | Shoroud M25 for Start Push Button | 25mm | 1071-O2-EL-PO-027-6516-A0-0-04 | OPEN PACKING LIST | GOLNOOR | 24 | PCS | 2 |  | ODCC-EL-IGC-0209 | IGC | 2022-01-08 | 22 | 22 | [49 empty] | 22
5283 | SS-40-05 | EPSP066H4BN000810 |  | Lighting system | Shoroud | Shoroud M25 for Start Push Button | 25mm | 1071-O2-EL-PO-027-6516-A0-0-04 | OPEN PACKING LIST | GOLNOOR | 22 | PCS | 2 |  | ODCC-EL-IGC-0209 | IGC | 2022-01-08 | 20 | 20 | [49 empty] | 20
5284 | SS-40-09 | EPSP066H4BN000810 |  | Lighting system | Shoroud | Shoroud M25 for Start Push Button | 25mm | 1071-O2-EL-PO-027-6516-A0-0-04 | OPEN PACKING LIST | GOLNOOR | 21 | PCS | 21 | [55 empty] | 0
5285 | BD-40-02 | EPSP066I5FN000810 | CMIS=EPSP066H4BN000810 | Lighting system | Shoroud | Shoroud M25 for Start Push Button | 25mm | 1071-O2-EL-PO-027-6516-A0-0-04 | OPEN PACKING LIST | GOLNOOR | 5 | PCS | 5 | [55 empty] | 0
5286 | BD-40-10 | EPSP066I5FN000810 | CMIS=EPSP066H4BN000810 | Lighting system | Shoroud | Shoroud M25 for Start Push Button | 25mm | 1071-O2-EL-PO-027-6516-A0-0-04 | OPEN PACKING LIST | GOLNOOR | 18 | PCS | 18 | [55 empty] | 0
5287 | ALL UNIT | JUNCTION-BOX-ACC1 |  | Lighting system | Flat Washer | Flat Washer M6 (For installing junction box) | M6 | 1071-O2-EL-PO-027-6516-A0-0-04 | OPEN PACKING LIST | GOLNOOR | 3700 | PCS | 3700 | [55 empty] | 0
5288 | ALL UNIT | JUNCTION-BOX-ACC2 |  | Lighting system | Spring Washer | Spring Washer M6 (For installing junction box) | M6 | 1071-O2-EL-PO-027-6516-A0-0-04 | OPEN PACKING LIST | GOLNOOR | 3700 | PCS | 3700 | [55 empty] | 0
5289 | ALL UNIT | JUNCTION-BOX-ACC3 |  | Lighting system | Bolt | Bolt M6*25 (For installing junction box) | M6*25 | 1071-O2-EL-PO-027-6516-A0-0-04 | OPEN PACKING LIST | GOLNOOR | 3700 | PCS | 3700 | [55 empty] | 0
5290 | - | ELLD02K13AAI5FN000 |  | Lighting system | Cable Gland | GLAND- INDUSTRIAL- M20- NON ARMORED | 20mm | 1071-O2-EL-PO-027-6516-A0-0-04 | OPEN PACKING LIST | GOLNOOR | 3 | PCS | 3 | [55 empty] | 0
5291 | - | ELLM10F04AAI5FN000 |  | Lighting system | Glass | Tempered Glass for Merikh3 | - | 1071-O2-EL-PO-027-6516-A0-0-04 | OPEN PACKING LIST | GOLNOOR | 41 | PCS | 41 | [55 empty] | 0
5292 | 43 | U43-NDP-01 |  | Panel | Normal Distribution Panel | Industrial Distribution Panel | 3PH | 1071-O2-EL-PO-038-6511-A0-0-003 | OPEN PACKING LIST | Darian electric & Utilites Co. | 1 | PCS | 0 |  | MIV-EL-ARP-0079 | Abad Rahan | 2022-01-11 | 1 | 1 | [49 empty] | 1
5293 | 43 | U43-ELP-01 |  | Panel | Emergency Lighting Panel | Industrial Distribution Panel | 3PH | 1071-O2-EL-PO-038-6511-A0-0-003 | OPEN PACKING LIST | Darian electric & Utilites Co. | 1 | PCS | 0 |  | MIV-EL-ARP-0079 | Abad Rahan | 2022-01-11 | 1 | 1 | [49 empty] | 1
5294 | 43 | U43-NLP-01 |  | Panel | Normal Lighting Panel | Industrial Distribution Panel | 3PH | 1071-O2-EL-PO-038-6511-A0-0-003 | OPEN PACKING LIST | Darian electric & Utilites Co. | 1 | PCS | 0 |  | MIV-EL-ARP-0079 | Abad Rahan | 2022-01-11 | 1 | 1 | [49 empty] | 1
5295 | 50 | U50-ESP-03 |  | Panel | Emergency Lighting Panel | Industrial Distribution Panel | 3PH | 1071-O2-EL-PO-038-6511-A0-0-003 | OPEN PACKING LIST | Darian electric & Utilites Co. | 1 | PCS | 0 |  | ODCC-EL-ARP-0080 | Abad Rahan | 2022-01-20 | 1 | 1 | [49 empty] | 1
5296 | 50 | U50-ESP-06 |  | Panel | Emergency Lighting Panel | Industrial Distribution Panel | 3PH | 1071-O2-EL-PO-038-6511-A0-0-003 | OPEN PACKING LIST | Darian electric & Utilites Co. | 1 | PCS | 0 |  | ODCC-EL-IGC-0203 | IGC | 2021-12-28 | 1 | 1 | [49 empty] | 1
5297 | 50 | U50-NSP-03 |  | Panel | Normal Lighting Panel | Industrial Distribution Panel | 3PH | 1071-O2-EL-PO-038-6511-A0-0-003 | OPEN PACKING LIST | Darian electric & Utilites Co. | 1 | PCS | 0 |  | ODCC-EL-ARP-0080 | Abad Rahan | 2022-01-20 | 1 | 1 | [49 empty] | 1
5298 | 50 | U50-NSP-06 |  | Panel | Normal Lighting Panel | Industrial Distribution Panel | 3PH | 1071-O2-EL-PO-038-6511-A0-0-003 | OPEN PACKING LIST | Darian electric & Utilites Co. | 1 | PCS | 0 |  | ODCC-EL-IGC-0203 | IGC | 2021-12-28 | 1 | 1 | [49 empty] | 1
5299 | 61 | U61/44-NDP-01 |  | Panel | Normal Distribution Panel | Industrial Distribution Panel | 3PH | 1071-O2-EL-PO-038-6511-A0-0-003 | OPEN PACKING LIST | Darian electric & Utilites Co. | 1 | PCS | 0 |  | MIV-EL-ARP-0079 | Abad Rahan | 2022-01-11 | 1 | 1 | [49 empty] | 1
5300 | 61 | U61/44-ELP-01 |  | Panel | Emergency Lighting Panel | Industrial Distribution Panel | 3PH | 1071-O2-EL-PO-038-6511-A0-0-003 | OPEN PACKING LIST | Darian electric & Utilites Co. | 1 | PCS | 0 |  | MIV-EL-ARP-0079 | Abad Rahan | 2022-01-11 | 1 | 1 | [49 empty] | 1
5301 | 61 | U61/44-NLP-01 |  | Panel | Normal Lighting Panel | Industrial Distribution Panel | 3PH | 1071-O2-EL-PO-038-6511-A0-0-003 | OPEN PACKING LIST | Darian electric & Utilites Co. | 1 | PCS | 0 |  | MIV-EL-ARP-0079 | Abad Rahan | 2022-01-11 | 1 | 1 | [49 empty] | 1
5302 | SS-40-04 | EE-4804TR5801A |  | Transformer | Transformer | Body 18.5/26.5 MVA,33/6.3 KV (ONAF Provision),Oil Immersed Power Transformer | 33/6.3 | 1071-O2-EL-PO-033-6501-A0-0-001 | OPEN PACKING LIST | ARYA TRANSFO-SHARGH | 1 | PCS | 1 | [55 empty] | 0
5303 | SS-40-04 | EE-4804TR5901A |  | Transformer | Transformer | Silicagel | 33/6.3 | 1071-O2-EL-PO-033-6501-A0-0-002 | OPEN PACKING LIST | ARYA TRANSFO-SHARGH | 1 | SET | 1 | [55 empty] | 0
5304 | SS-40-04 | EE-4804TR5901A |  | Transformer | Transformer | Piping Accessories | 33/6.3 | 1071-O2-EL-PO-033-6501-A0-0-002 | OPEN PACKING LIST | ARYA TRANSFO-SHARGH | 1 | SET | 1 | [55 empty] | 0
5305 | SS-40-04 | EE-4804TR5901A |  | Transformer | Transformer | Oil | 33/6.3 | 1071-O2-EL-PO-033-6501-A0-0-002 | OPEN PACKING LIST | ARYA TRANSFO-SHARGH | 1 | SET | 1 | [55 empty] | 0
5306 | SS-40-04 | EE-4804TR5901A |  | Transformer | Transformer | Radiator Assemble Accessories | 33/6.3 | 1071-O2-EL-PO-033-6501-A0-0-002 | OPEN PACKING LIST | ARYA TRANSFO-SHARGH | 1 | SET | 1 | [55 empty] | 0
5307 | SS-40-04 | EE-4804TR5901A |  | Transformer | Transformer | Radiator Section | 33/6.3 | 1071-O2-EL-PO-033-6501-A0-0-002 | OPEN PACKING LIST | ARYA TRANSFO-SHARGH | 1 | SET | 1 | [55 empty] | 0
5308 | SS-40-04 | EE-4804TR5901A |  | Transformer | Transformer | Paint | 33/6.3 | 1071-O2-EL-PO-033-6501-A0-0-002 | OPEN PACKING LIST | ARYA TRANSFO-SHARGH | 1 | SET | 1 | [55 empty] | 0
5309 | SS-40-04 | EE-4804TR5901A |  | Transformer | Transformer | Fixing Parts | 33/6.3 | 1071-O2-EL-PO-033-6501-A0-0-002 | OPEN PACKING LIST | ARYA TRANSFO-SHARGH | 1 | SET | 1 | [55 empty] | 0
5310 | SS-40-04 | EE-4804TR5901A |  | Transformer | Transformer | HV Cable Box With Accessories | 33/6.3 | 1071-O2-EL-PO-033-6501-A0-0-002 | OPEN PACKING LIST | ARYA TRANSFO-SHARGH | 1 | SET | 1 | [55 empty] | 0
5311 | SS-40-04 | EE-4804TR5901A |  | Transformer | Transformer | Pipe Tie | 33/6.3 | 1071-O2-EL-PO-033-6501-A0-0-002 | OPEN PACKING LIST | ARYA TRANSFO-SHARGH | 1 | SET | 1 | [55 empty] | 0
5312 | SS-40-04 | EE-4804TR5901A |  | Transformer | Transformer | LV Cable Box With Accessories | 33/6.3 | 1071-O2-EL-PO-033-6501-A0-0-002 | OPEN PACKING LIST | ARYA TRANSFO-SHARGH | 1 | SET | 1 | [55 empty] | 0
5313 | SS-40-03 | ETTL1CA1F213 |  | TRAY/LADDER | Ladder | Cable Ladder Length 3 m, Width 600 mm, 100 mm Height, 200 mm Rung Spacing | 600*100 | 1071-MTR-1-2-0017 | OPEN PACKING LIST | SEI | 200 | PCS | 0 |  | ODCC-EL-IGC-0210 | IGC | 2022-01-10 | 200 | 200 | [49 empty] | 200
5314 | SS-40-03 | EE-4803SWG4801 | Buildings | Panel | HV Switchgear | Cell 1,2,3,4,5,6,7,8,9,10,11,12,13,14 | 33KV | 1071-O2-EL-PO-015-6510-A1-0-01 | OPEN PACKING LIST | Electrokavir Co. | 14 | Cell | 14 | [55 empty] | 0
5315 | SS-40-03 | EE-4803SWG4802 | Buildings | Panel | HV Switchgear | Cell 1,2,3 | 33KV | 1071-O2-EL-PO-015-6510-A1-0-01 | OPEN PACKING LIST | Electrokavir Co. | 3 | Cell | 3 | [55 empty] | 0
5316 | SS-40-04 | EE-4804SWG4801 | Buildings | Panel | HV Switchgear | Cell 1,2,3,4,5,6,7,8,9,10,11,12,13,14 | 33KV | 1071-O2-EL-PO-015-6510-A1-0-01 | OPEN PACKING LIST | Electrokavir Co. | 14 | Cell | 14 | [55 empty] | 0
5317 | SS-40-04 | EE-4804SWG4802 | Buildings | Panel | HV Switchgear | Cell 1,2,3 | 33KV | 1071-O2-EL-PO-015-6510-A1-0-01 | OPEN PACKING LIST | Electrokavir Co. | 3 | Cell | 3 | [55 empty] | 0
5318 | SS-40-05 | EE-4805SWG4801 | Buildings | Panel | HV Switchgear | Cell 1,2,3,4,5,6,7,8,9,10,11,12,13,14,15 | 33KV | 1071-O2-EL-PO-015-6510-A1-0-01 | OPEN PACKING LIST | Electrokavir Co. | 15 | Cell | 15 | [55 empty] | 0
5319 | SS-40-05 | EE-4805SWG4802 | Buildings | Panel | HV Switchgear | Cell 1,2,3 | 33KV | 1071-O2-EL-PO-015-6510-A1-0-01 | OPEN PACKING LIST | Electrokavir Co. | 3 | Cell | 3 | [55 empty] | 0
5320 | SS-40-09 | EE-4809SWG4801 | Buildings | Panel | HV Switchgear | Cell 1,2,3,4,5,6,7,8,9,10,11,12,13,14,15,16,17 | 33KV | 1071-O2-EL-PO-015-6510-A1-0-01 | OPEN PACKING LIST | Electrokavir Co. | 17 | Cell | 17 | [55 empty] | 0
5321 | SS-40-09 | EE-4809SWG4802 | Buildings | Panel | HV Switchgear | Cell 1,2,3 | 33KV | 1071-O2-EL-PO-015-6510-A1-0-01 | OPEN PACKING LIST | Electrokavir Co. | 3 | Cell | 3 | [55 empty] | 0
5322 | SS-40-03 | EE-4803SWG4801 |  | Panel | Accessories | Accessory for (EE-4803SWG4801) | 33KV | 1071-O2-EL-PO-015-6510-A1-0-01 | OPEN PACKING LIST | Electrokavir Co. | 1 | SET | 1 | [55 empty] | 0
5323 | SS-40-03 | EE-4803SWG4802 |  | Panel | Accessories | Accessory for (EE-4803SWG4802) | 33KV | 1071-O2-EL-PO-015-6510-A1-0-01 | OPEN PACKING LIST | Electrokavir Co. | 1 | SET | 1 | [55 empty] | 0
5324 | SS-40-04 | EE-4804SWG4801 |  | Panel | Accessories | Accessory for (EE-4804SWG4801) | 33KV | 1071-O2-EL-PO-015-6510-A1-0-01 | OPEN PACKING LIST | Electrokavir Co. | 1 | SET | 1 | [55 empty] | 0
5325 | SS-40-04 | EE-4804SWG4802 |  | Panel | Accessories | Accessory for (EE-4804SWG4802) | 33KV | 1071-O2-EL-PO-015-6510-A1-0-01 | OPEN PACKING LIST | Electrokavir Co. | 1 | SET | 1 | [55 empty] | 0
5326 | SS-40-05 | EE-4805SWG4801 |  | Panel | Accessories | Accessory for (EE-4805SWG4801) | 33KV | 1071-O2-EL-PO-015-6510-A1-0-01 | OPEN PACKING LIST | Electrokavir Co. | 1 | SET | 1 | [55 empty] | 0
5327 | SS-40-05 | EE-4805SWG4802 |  | Panel | Accessories | Accessory for (EE-4805SWG4802) | 33KV | 1071-O2-EL-PO-015-6510-A1-0-01 | OPEN PACKING LIST | Electrokavir Co. | 1 | SET | 1 | [55 empty] | 0
5328 | SS-40-09 | EE-4809SWG4801 |  | Panel | Accessories | Accessory for (EE-4809SWG4801) | 33KV | 1071-O2-EL-PO-015-6510-A1-0-01 | OPEN PACKING LIST | Electrokavir Co. | 1 | SET | 1 | [55 empty] | 0
5329 | SS-40-09 | EE-4809SWG4802 |  | Panel | Accessories | Accessory for (EE-4809SWG4802) | 33KV | 1071-O2-EL-PO-015-6510-A1-0-01 | OPEN PACKING LIST | Electrokavir Co. | 1 | SET | 1 | [55 empty] | 0
5330 | SS-40-09 | Special Tools |  | Panel | Special Tools | SF6 Vacume pump | 33KV | 1071-O2-EL-PO-015-6510-A1-0-01 | OPEN PACKING LIST | Electrokavir Co. | 1 | Pcs | 1 | [55 empty] | 0
5331 | SS-40-09 | Accessory |  | Panel | Accessories | Gear Box Motor | 33KV | 1071-O2-EL-PO-015-6510-A1-0-01 | OPEN PACKING LIST | Electrokavir Co. | 6 | Pcs | 6 | [55 empty] | 0
5332 | SS-40-09 | Accessory |  | Panel | Accessories | Coil | 33KV | 1071-O2-EL-PO-015-6510-A1-0-01 | OPEN PACKING LIST | Electrokavir Co. | 12 | Pcs | 12 | [55 empty] | 0
5333 | SS-40-09 | Accessory |  | Panel | Accessories | SF6 Gas density monitor | 33KV | 1071-O2-EL-PO-015-6510-A1-0-01 | OPEN PACKING LIST | Electrokavir Co. | 2 | Pcs | 2 | [55 empty] | 0
5334 | SS-40-09 | Accessory |  | Panel | Accessories | Handle for earthswitch | 33KV | 1071-O2-EL-PO-015-6510-A1-0-01 | OPEN PACKING LIST | Electrokavir Co. | 4 | Pcs | 4 | [55 empty] | 0
5335 | SS-40-09 | Accessory |  | Panel | Accessories | Operation rod for opening /closing C.B | 33KV | 1071-O2-EL-PO-015-6510-A1-0-01 | OPEN PACKING LIST | Electrokavir Co. | 4 | Pcs | 4 | [55 empty] | 0
5336 | SS-40-09 | Accessory |  | Panel | Accessories | C.B Charging handle | 33KV | 1071-O2-EL-PO-015-6510-A1-0-01 | OPEN PACKING LIST | Electrokavir Co. | 4 | Pcs | 4 | [55 empty] | 0
5337 | SS-40-09 | Accessory |  | Panel | Accessories | Filter package,oring,grease,brush | 33KV | 1071-O2-EL-PO-015-6510-A1-0-01 | OPEN PACKING LIST | Electrokavir Co. | 9 | Pcs | 9 | [55 empty] | 0
5338 | SS-40-09 | Accessory |  | Panel | Accessories | Filter 250 gr | 33KV | 1071-O2-EL-PO-015-6510-A1-0-01 | OPEN PACKING LIST | Electrokavir Co. | 90 | Pcs | 90 | [55 empty] | 0
5339 | SS-40-05 | EE-4805EP4801 | Buildings | Panel | Switchgear | Cell 1,2,3,4,….,16 | 0.4KV | 1071-O2-EL-PO-015-6510-A1-0-04 | OPEN PACKING LIST | Jaboun Co. | 16 | Cell | 0 |  | ODCC-EL-IGC-(0175) | IGC | 2022-01-18 | 16 | 16 | [49 empty] | 16
5340 | SS-40-05 | EE-4805EP4801 | Buildings | Panel | ACB | ACB For Cell 15 | 0.4KV | 1071-O2-EL-PO-015-6510-A1-0-04 | OPEN PACKING LIST | Jaboun Co. | 1 | Pcs | 0 |  | ODCC-EL-IGC-(0175) | IGC | 2022-01-18 | 1 | 1 | [49 empty] | 1
5341 | SS-40-05 | EE-4805EP4801 | Buildings | Panel | ACB | ACB For Cell 16 | 0.4KV | 1071-O2-EL-PO-015-6510-A1-0-04 | OPEN PACKING LIST | Jaboun Co. | 1 | Pcs | 0 |  | ODCC-EL-IGC-(0175) | IGC | 2022-01-18 | 1 | 1 | [49 empty] | 1
5342 | SS-40-05 | EE-4805EP4801 | Buildings | Panel | Accessories | Bolt 10*60 | 0.4KV | 1071-O2-EL-PO-015-6510-A1-0-04 | OPEN PACKING LIST | Jaboun Co. | 270 | Pcs | 0 |  | ODCC-EL-IGC-(0175) | IGC | 2022-01-18 | 270 | 270 | [49 empty] | 270
5343 | SS-40-05 | EE-4805EP4801 | Buildings | Panel | Accessories | Bolt 10*60 | 0.4KV | 1071-O2-EL-PO-015-6510-A1-0-04 | OPEN PACKING LIST | Jaboun Co. | 90 | Pcs | 0 |  | ODCC-EL-IGC-(0175) | IGC | 2022-01-18 | 90 | 90 | [49 empty] | 90
5344 | SS-40-05 | EE-4805EP4801 | Buildings | Panel | Accessories | Bolt 6*20 | 0.4KV | 1071-O2-EL-PO-015-6510-A1-0-04 | OPEN PACKING LIST | Jaboun Co. | 126 | Pcs | 0 |  | ODCC-EL-IGC-(0175) | IGC | 2022-01-18 | 126 | 126 | [49 empty] | 126
5345 | SS-40-05 | EE-4805EP4801 | Buildings | Panel | Accessories | Flat washer 10 | 0.4KV | 1071-O2-EL-PO-015-6510-A1-0-04 | OPEN PACKING LIST | Jaboun Co. | 720 | Pcs | 0 |  | ODCC-EL-IGC-(0175) | IGC | 2022-01-18 | 720 | 720 | [49 empty] | 720
5346 | SS-40-05 | EE-4805EP4801 | Buildings | Panel | Accessories | Flat washer 6 | 0.4KV | 1071-O2-EL-PO-015-6510-A1-0-04 | OPEN PACKING LIST | Jaboun Co. | 126 | Pcs | 0 |  | ODCC-EL-IGC-(0175) | IGC | 2022-01-18 | 126 | 126 | [49 empty] | 126
5347 | SS-40-05 | EE-4805EP4801 | Buildings | Panel | Accessories | Nut 10 | 0.4KV | 1071-O2-EL-PO-015-6510-A1-0-04 | OPEN PACKING LIST | Jaboun Co. | 360 | Pcs | 0 |  | ODCC-EL-IGC-(0175) | IGC | 2022-01-18 | 360 | 360 | [49 empty] | 360
5348 | SS-40-05 | EE-4805EP4801 | Buildings | Panel | Accessories | Copper busbar(100*85*5mm) | 0.4KV | 1071-O2-EL-PO-015-6510-A1-0-04 | OPEN PACKING LIST | Jaboun Co. | 126 | Pcs | 0 |  | ODCC-EL-IGC-(0175) | IGC | 2022-01-18 | 126 | 126 | [49 empty] | 126
5349 | SS-40-05 | EE-4805EP4801 | Buildings | Panel | Accessories | Spring washer 10 | 0.4KV | 1071-O2-EL-PO-015-6510-A1-0-04 | OPEN PACKING LIST | Jaboun Co. | 360 | Pcs | 0 |  | ODCC-EL-IGC-(0175) | IGC | 2022-01-18 | 360 | 360 | [49 empty] | 360
5350 | SS-40-05 | EE-4805EP4801 | Buildings | Panel | Accessories | Spring washer 6 | 0.4KV | 1071-O2-EL-PO-015-6510-A1-0-04 | OPEN PACKING LIST | Jaboun Co. | 126 | Pcs | 0 |  | ODCC-EL-IGC-(0175) | IGC | 2022-01-18 | 126 | 126 | [49 empty] | 126
5351 | 51 | H5101-H5103/EL-ACC-217 |  | Cable | Earthing | Electric cable(Earth CABLE:BV 450/750-70-GB/T5023.3-2008#1x70) | 1*70 | 1071-O1-ME-PO-008-4510-A0-0-008 | OPEN PACKING LIST | SUPZET | 834 | meter | 0 |  | ODCC-ME-IGC-(2011) | IGC | 2022-01-19 | 834 | 834 | H5101-H5103
5352 | 51 | CRUDE HEATER |  | Panel | LV | Control Cabinet | 0.4KV | 1071-O1-ME-PO-008-4510-A0-0-008 | OPEN PACKING LIST | SUPZET | 1 | Cell | 0 |  | ODCC-ME-IGC-(2010) | IGC | 2022-01-18 | 1 | 1 | FOR SOOT BLOWER(H-5101)
5353 | 51 | CRUDE HEATER |  | Panel | LV | Power Cabinet | 0.4KV | 1071-O1-ME-PO-008-4510-A0-0-008 | OPEN PACKING LIST | SUPZET | 2 | Cell | 0 |  | ODCC-ME-IGC-(2010) | IGC | 2022-01-18 | 2 | 2 | FOR SOOT BLOWER(H-5101)
5354 | 20 | ICCA1215123030_72 | 7501-O2-EL-U20-T15-901 | Cable | CONTROL | Instrumentation 6x3x0.75 RM + 7x0.75 mm² C2 --- 500 V --- Cu/PVCE/ISCR/OSCR/PVC/LSh/PVC/SWA/PVC --- [Light Blue](Drum No.:14004756) | 6T*0.75 | 1071-O2-IN-PO-018-7501-A2-0-005 | OPEN PACKING LIST | ABHAR WIRE & CABLE CO. | 922 | meter | 922
5355 | 41 | ICCA1215123030_72 | 7501-O2-EL-U41-T15-901 | Cable | CONTROL | Instrumentation 6x3x0.75 RM + 7x0.75 mm² C2 --- 500 V --- Cu/PVCE/ISCR/OSCR/PVC/LSh/PVC/SWA/PVC --- [Light Blue](Drum No.:14004755) | 6T*0.75 | 1071-O2-IN-PO-018-7501-A2-0-005 | OPEN PACKING LIST | ABHAR WIRE & CABLE CO. | 154 | meter | 154
5356 | 42 | ICCA1215123030_72 | 7501-O2-EL-U42-T15-901 | Cable | CONTROL | Instrumentation 6x3x0.75 RM + 7x0.75 mm² C2 --- 500 V --- Cu/PVCE/ISCR/OSCR/PVC/LSh/PVC/SWA/PVC --- [Light Blue](Drum No.:24001822) | 6T*0.75 | 1071-O2-IN-PO-018-7501-A2-0-005 | OPEN PACKING LIST | ABHAR WIRE & CABLE CO. | 765 | meter | 765
5357 | 42 | ICCA1215123030_72 | 7501-O2-EL-U42-T15-902 | Cable | CONTROL | Instrumentation 6x3x0.75 RM + 7x0.75 mm² C2 --- 500 V --- Cu/PVCE/ISCR/OSCR/PVC/LSh/PVC/SWA/PVC --- [Light Blue](Drum No.:24001796) | 6T*0.75 | 1071-O2-IN-PO-018-7501-A2-0-005 | OPEN PACKING LIST | ABHAR WIRE & CABLE CO. | 863 | meter | 863
5358 | 42 | ICCA1215123030_72 | 7501-O2-EL-U42-T15-903 | Cable | CONTROL | Instrumentation 6x3x0.75 RM + 7x0.75 mm² C2 --- 500 V --- Cu/PVCE/ISCR/OSCR/PVC/LSh/PVC/SWA/PVC --- [Light Blue](Drum No.:14004782) | 6T*0.75 | 1071-O2-IN-PO-018-7501-A2-0-005 | OPEN PACKING LIST | ABHAR WIRE & CABLE CO. | 1002 | meter | 1002
5359 | 42 | ICCA1215123030_72 | 7501-O2-EL-U42-T15-904 | Cable | CONTROL | Instrumentation 6x3x0.75 RM + 7x0.75 mm² C2 --- 500 V --- Cu/PVCE/ISCR/OSCR/PVC/LSh/PVC/SWA/PVC --- [Light Blue](Drum No.:14004757) | 6T*0.75 | 1071-O2-IN-PO-018-7501-A2-0-005 | OPEN PACKING LIST | ABHAR WIRE & CABLE CO. | 1002 | meter | 1002
5360 | 42 | ICCA1215123030_72 | 7501-O2-EL-U42-T15-905 | Cable | CONTROL | Instrumentation 6x3x0.75 RM + 7x0.75 mm² C2 --- 500 V --- Cu/PVCE/ISCR/OSCR/PVC/LSh/PVC/SWA/PVC --- [Light Blue](Drum No.:14004725) | 6T*0.75 | 1071-O2-IN-PO-018-7501-A2-0-005 | OPEN PACKING LIST | ABHAR WIRE & CABLE CO. | 994 | meter | 994
5361 | 44 | ICCA1215123030_72 | 7501-O2-EL-U44-T15-901 | Cable | CONTROL | Instrumentation 6x3x0.75 RM + 7x0.75 mm² C2 --- 500 V --- Cu/PVCE/ISCR/OSCR/PVC/LSh/PVC/SWA/PVC --- [Light Blue](Drum No.:14004724) | 6T*0.75 | 1071-O2-IN-PO-018-7501-A2-0-005 | OPEN PACKING LIST | ABHAR WIRE & CABLE CO. | 203 | meter | 203
5362 | SS-40-03 | ETTL1CA1F213 | over | TRAY/LADDER | Ladder | Cable Ladder,Straight From,Hot Dip Galvanized(Galvanized After Punching & Bending,With Average Thickness 75 Micron As Per Astm A123 Or Iso 1461),Minimum Thickness 2 Mm,Average Value Of Load Calculation As Manufactures Standard,Length 3 M,Witth 600 mm,100 Mm Height,200 Mm Rung Spacing,Metal Sheet Thickness Of Rung 2 Mm(C-Profile) | 600*100 | 1071-S2-EL-PO-003-6008-A0-0-004 | OPEN PACKING LIST | Toseye Sanayeh Petro Foolad Gharb | 270 | PCS | 0 |  | ODCC-EL-IGC-0230 | IGC | 2022-01-26 | 270 | 270 | MTR=0018 FOR SS-40-03&04 WITH OUT COVER
[15 empty] | ODCC-EL-IGC-0230 | IGC | 2022-01-26
[15 empty] | ODCC-EL-IGC-(0175) | IGC | 2022-01-18
[15 empty] | ODCC-EL-ARP-0082 | Abad Rahan | 2022-01-22
[15 empty] | ODCC-EL-EXR-0018 | EXIR | 2022-01-22
[15 empty] | ODCC-EL-SEK-0010 | SEKAF | 2022-01-22

## MTO
Id_MTO | Material Type | Unit | Item Code | Category | Size | MTO Qty | P/L QTY | MIV | INVENTORY | Shortage | Description | TagNo | Remark | COMPONENT
1 | AIRCRAFT WARNING | 51 | ELLA12C12ABA5FN2T3 | AIR CRAFT | - | 12 | 12 | 12 | 0 | 0 | Aircraft Warning Light (AWL), Multi-LED Lamp Type, 230 V, 50 Hz, Exd-IIB-T3, IP 55W, Twin Sets (Two Fixture Lamps will Flip-Flop Continuously), All Lamps shall be Resistant to Severe Vibration and Temperatures, with Long Life Expectancy, Light Red,Low intensity obstruction lighting for first level, Complete with a Transfer Relay, Hot Dip Galvanized Support (Galvanized After Bending with Average Thickness 80 Micron as per ASTM A386 or ISO 1461) for Suitable for Installation on the Platforms & Steel Structure of The Plant Equipment, Complete with JB, Wiring, suitable Cable Glands & Shrouds and all Accessories for Installation. |  | HEIGHT OF TOWER: V-5107: 37m V-5113:57m V-5102:54m FIRST LEVEL:30m
2 | AIRCRAFT WARNING | 51 | ELLA12C12ABA5FN2T3 | AIRCRAFT | - | 6 | 6 | 6 | 0 | 0 | Aircraft Warning Light (AWL), Multi-LED Lamp Type, 230 V, 50 Hz, Exd-IIB-T3, IP 55W, Twin Sets (Two Fixture Lamps will Flip-Flop Continuously), All Lamps shall be Resistant to Severe Vibration and Temperatures, with Long Life Expectancy, Light Red,Medium intensity obstruction lighting for top level Complete with a Transfer Relay, Hot Dip Galvanized Support (Galvanized After Bending with Average Thickness 80 Micron as per ASTM A386 or ISO 1461) for Suitable for Installation on the Platforms & Steel Structure of The Plant Equipment, Complete with JB, Wiring, suitable Cable Glands & Shrouds and all Accessories for Installation. |  | HEIGHT OF TOWER(TOP LEVEL): V-5107: 38m V-5113:58m V-5102:54m
3 | AIRCRAFT WARNING | 51 | NoNeed | AIRCRAFT | - | 1 | 1 | 0 | 1 | 0 | Power or Control Cables for connection of Aircraft Warning Lights (AWL) to JBs and Control Panels required according to "AIRCRAFT WARNING LIGHTING SYSTEM LAYOUT CRUDE AND VACUUM DISTILLATION" Document No. "1071-51-ED-EL-DWG-6208". |  | BY VENDOR
4 | AIRCRAFT WARNING | 51 | NoNeed | AIRCRAFT | - | 1 | 1 | 0 | 1 | 0 | Supporting or Stanchion Pipes, Couplings and Other Required Material for Installation and Fixing of Control Panels, Conduits and Aircraft Warning Lights |  | BY VENDOR
5 | AIRCRAFT WARNING | 51 | PANEL | Panel | - | 3 | 3 | 0 | 3 | 0 | Aircraft Warning Light Control Panel (AWLCP), 400/230 V (3PH+N+PE), Outdoor, Explosion Proof Type (Exd-IIB-T3), IP 55W, 16 kA/1 Sec., Front Access, Complete with Incoming and Outgoing Feeder Circuits, Labels as per Document Relative. The Vendor should Supply all of the Materials, Equipment & Accessories (Including all Supports, Sun Canopy, etc.) & Special Tools Required for Complete Installation.
6 | AIRCRAFT WARNING | 55 | ELLA12C12ABA5FN2T3 | AIR CRAFT | - | 24 | 24 | 24 | 0 | 0 | Aircraft Warning Light (AWL), Multi-LEDLamp Type, 230 V, 50 Hz, Exd-IIB-T3, IP 55W, Twin Sets (Two Fixture Lamps will Flip-Flop Continuously), All Lamps shall be Resistant to Severe Vibration and Temperatures, with Long Life Expectancy, Light Red, Low intensity obstruction lighting for first level Complete with a Transfer Relay, Hot Dip Galvanized Support (Galvanized After Bending with Average Thickness 80 Micron as per ASTM A386 or ISO 1461) for Suitable for Installation on the Platforms & Steel Structure of The Plant Equipment, Complete with JB, Wiring, suitable Cable Glands & Shrouds and all Accessories for Installation. |  | HEIGHT OF TOWER: V-5502-32.3m V-5504-41m V-5507-36m V-7502-37m V-7505-38m V-7508-40m FIRST LEVEL:30m
7 | AIRCRAFT WARNING | 55 | ELLA12C12ABA5FN2T3 | AIRCRAFT | - | 12 | 12 | 12 | 0 | 0 | Aircraft Warning Light (AWL), Multi-LEDLamp Type, 230 V, 50 Hz, Exd-IIB-T3, IP 55W, Twin Sets (Two Fixture Lamps will Flip-Flop Continuously), All Lamps shall be Resistant to Severe Vibration and Temperatures, with Long Life Expectancy, Light Red, Medium intensity obstruction lighting for top level Complete with a Transfer Relay, Hot Dip Galvanized Support (Galvanized After Bending with Average Thickness 80 Micron as per ASTM A386 or ISO 1461) for Suitable for Installation on the Platforms & Steel Structure of The Plant Equipment, Complete with JB, Wiring, suitable Cable Glands & Shrouds and all Accessories for Installation. |  | HEIGHT OF TOWER(TOP LEVEL): V-5502-32.3m V-5504-41m V-5507-36m V-7502-37m V-7505-38m V-7508-40m
8 | AIRCRAFT WARNING | 55 | NoNeed | AIRCRAFT | - | 1 | 1 | 0 | 1 | 0 | Power or Control Cables for connection of Aircraft Warning Lights (AWL) to JBs and Control Panels required according to "AIRCRAFT WARNING LIGHTING SYSTEM LAYOUT CRUDE AND VACUUM DISTILLATION" Document No. "1071-51-ED-EL-DWG-6208". |  | BY VENDOR
9 | AIRCRAFT WARNING | 55 | NoNeed | AIRCRAFT | - | 1 | 1 | 0 | 1 | 0 | Supporting or Stanchion Pipes, Couplings and Other Required Material for Installation and Fixing of Control Panels, Conduits and Aircraft Warning Lights |  | BY VENDOR
10 | AIRCRAFT WARNING | 55 | PANEL | Panel | - | 6 | 6 | 0 | 6 | 0 | Aircraft Warning Light Control Panel (AWLCP), 400/230 V (3PH+N+PE), Outdoor, Explosion Proof Type (Exd-IIB-T3), IP 55W, 16 kA/1 Sec., Front Access, Complete with Incoming and Outgoing Feeder Circuits, Labels as per Document Relative. The Vendor should Supply all of the Materials, Equipment & Accessories (Including all Supports, Sun Canopy, etc.) & Special Tools Required for Complete Installation.
11 | CABLE | 20 | ECCR2CCB1110DTT | CONTROL | 7*2.5 | 1954 | 0 | 0 | 0 | 1954 | Cu/PVC/Bd/Lsh/Bd/SWA/PVC |  | Mixers are eliminated!
12 | CABLE | 20 | ECCT1CCB1103MTT | LV | 3*95 | 987 | 1008 | 0 | 1008 | 0 | Cu/XLPE/Bd/Lsh/Bd/SWA/PVC | Unit 46 | پمپ های 46
13 | CABLE | 20 | ECCT1CCB1103EEE | LV | 3*4 | 1100 | 0 | 0 | 0 | 1100 | Cu/XLPE/Bd/Lsh/Bd/SWA/PVC |  | 1P+N+PE
14 | CABLE | 20 | ECCT1CCB1103FFF | LV | 3*6 | 655 | 0 | 0 | 0 | 655 | Cu/XLPE/Bd/Lsh/Bd/SWA/PVC |  | 1P+N+PE
15 | CABLE | 20 | ECCT1CCB1103GTT | LV | 3*10 | 946 | 0 | 0 | 0 | 946 | Cu/XLPE/Bd/Lsh/Bd/SWA/PVC |  | 3P
16 | CABLE | 20 | ECCT1CCB1103HTT | LV | 3*16 | 1660 | 0 | 0 | 0 | 1660 | Cu/XLPE/Bd/Lsh/Bd/SWA/PVC |  | 3P
17 | CABLE | 20 | ECCT1CCB1103III | LV | 3*25 | 275 | 0 | 0 | 0 | 275 | Cu/XLPE/Bd/Lsh/Bd/SWA/PVC |  | 1P+N+PE
18 | CABLE | 20 | ECCT1CCB1103QTT | LV | 3*240 | 1980 | 0 | 0 | 0 | 1980 | Cu/XLPE/Bd/Lsh/Bd/SWA/PVC |  | 3P
19 | CABLE | 20 | ECCT1CCB1105ITH | LV | 3*25+16 | 389 | 0 | 0 | 0 | 389 | Cu/XLPE/Bd/Lsh/Bd/SWA/PVC |  | 3P+N
20 | CABLE | 20 | ECCT1CCB1105JHT | LV | 3*35+16 | 389 | 0 | 0 | 0 | 389 | Cu/XLPE/Bd/Lsh/Bd/SWA/PVC |  | 3P+N
21 | CABLE | 20 | ECCT1CCB1105JTH | LV | 3*35+16 | 275 | 0 | 0 | 0 | 275 | Cu/XLPE/Bd/Lsh/Bd/SWA/PVC |  | 3P+PE
22 | CABLE | 20 | ECCT1CCB1105KIT | LV | 3*50+25 | 1003 | 0 | 0 | 0 | 1003 | Cu/XLPE/Bd/Lsh/Bd/SWA/PVC |  | 3P+N
23 | CABLE | 20 | ECCT1CCB1105LJT | LV | 3*70+35 | 588 | 0 | 0 | 0 | 588 | Cu/XLPE/Bd/Lsh/Bd/SWA/PVC |  | 3P+N
24 | CABLE | 20 | ECCT1CCB1105NLT | LV | 3*120+70 | 382 | 0 | 0 | 0 | 382 | Cu/XLPE/Bd/Lsh/Bd/SWA/PVC |  | 3P+N
25 | CABLE | 20 | ECCT1CCB1104HHT | LV | 4*16 | 389 | 0 | 0 | 0 | 389 | Cu/XLPE/Bd/Lsh/Bd/SWA/PVC |  | 3P+N
26 | CABLE | 20 | ECCT1CCB1104IIT | LV | 4*25 | 1392 | 0 | 0 | 0 | 1392 | Cu/XLPE/Bd/Lsh/Bd/SWA/PVC |  | 3P+PE
27 | CABLE | 20 | ECCV1CCB1103DDD | LV | 3*2.5 | 105 | 0 | 0 | 0 | 105 | Cu/XLPE/Bd/SWA/PVC |  | 1P+N+PE
28 | CABLE | 20 | ECCV1CCB1103EEE | LV | 3*4 | 360 | 0 | 0 | 0 | 360 | Cu/XLPE/Bd/SWA/PVC |  | 1P+N+PE
29 | CABLE | 20 | ECCV1CCB1103FFF | LV | 3*6 | 175 | 0 | 0 | 0 | 175 | Cu/XLPE/Bd/SWA/PVC |  | 1P+N+PE
30 | CABLE | 20 | ECCV1CCB1105ITH | LV | 3*25+16 | 40 | 0 | 0 | 0 | 40 | Cu/XLPE/Bd/SWA/PVC |  | 3P+PE
31 | CABLE | 20 | ECCY1KCB1103MTT | MV | 3*95 | 930 | 0 | 0 | 0 | 930 | Cu/SC/XLPE/SC/SCR/Bd/PVC/Lsh/Bd/SWA/PVC
32 | CABLE | 20 | - | CONTROL | 4T*1.5 | 735 | 0 | 0 | 0 | 735 | Cu/XLPE/CSCR/Bd/Lsh/Bd/SWA/PVC |  | RTD
33 | CABLE | 35 | ECCR2CCB1112DTT | CONTROL | 10*2.5 | 5170 | 5237 | 2265 | 2972 | 0 | Cu/PVC/Bd/Lsh/Bd/SWA/PVC
34 | CABLE | 35 | EREFP08 | EARTHING | 1*16 | 200 | 450 | 450 | 0 | 0 | Cu/PVC
35 | CABLE | 35 | EREFP10 | EARTHING | 1*35 | 220 | 307 | 307 | 0 | 0 | Cu/PVC
36 | CABLE | 35 | EREFP12 | EARTHING | 1*70 | 396 | 407 | 407 | 0 | 0 | Cu/PVC
37 | CABLE | 35 | EREFP05 | EARTHING | 1*4 | 180 | 185 | 0 | 185 | 0 | Cu/PVC |  | for Instrument Discipline
38 | CABLE | 35 | ECCV1CCB1103DDD | LV | 3*2.5 | 426 | 226 | 0 | 226 | 200 | Cu/XLPE/Bd/SWA/PVC |  | مطابق Shortage اضاف شده است
39 | CABLE | 35 | ECCV1CCB1103EEE | LV | 3*4 | 195 | 201 | 0 | 201 | 0 | Cu/XLPE/Bd/SWA/PVC |  | (1PH+N+PE)
40 | CABLE | 35 | ECCV1CCB1103FFF | LV | 3*6 | 1715 | 1215 | 0 | 1215 | 500 | Cu/XLPE/Bd/SWA/PVC | (1PH+N+PE) | مطابق Shortage اضاف شده است
41 | CABLE | 35 | ECCV1CCB1105ITH | LV | 3*25+16 | 21 | 21 | 0 | 21 | 0 | Cu/XLPE/Bd/SWA/PVC |  | (3PH+PE)
42 | CABLE | 35 | ECCT1CCB1103FFF | LV | 3*6 | 2480 | 480 | 0 | 480 | 2000 | Cu/XLPE/Bd/Lsh/Bd/SWA/PVC | (1PH+N+PE) | مطابق Shortage اضاف شده است
43 | CABLE | 35 | ECCT1CCB1103GGG | LV | 3*10 | 140 | 141 | 0 | 141 | 0 | Cu/XLPE/Bd/Lsh/Bd/SWA/PVC |  | (1PH+N+PE)
44 | CABLE | 35 | ECCT1CCB1103HTT | LV | 3*16 | 1050 | 1053 | 1053 | 0 | 0 | Cu/XLPE/Bd/Lsh/Bd/SWA/PVC |  | (3PH)
45 | CABLE | 35 | ECCT1CCB1103JTT | LV | 3*35 | 2940 | 3024 | 0 | 3024 | 0 | Cu/XLPE/Bd/Lsh/Bd/SWA/PVC |  | (3PH)
46 | CABLE | 35 | ECCT1CCB1103LTT | LV | 3*70 | 1155 | 1189 | 1189 | 0 | 0 | Cu/XLPE/Bd/Lsh/Bd/SWA/PVC |  | (3PH)
47 | CABLE | 35 | ECCT1CCB1105IHT | LV | 3*25+16 | 1995 | 2037 | 540 | 1497 | 0 | Cu/XLPE/Bd/Lsh/Bd/SWA/PVC |  | (3PH+N)
48 | CABLE | 35 | ECCT1CCB1105ITH | LV | 3*25+16 | 135 | 139 | 0 | 139 | 0 | Cu/XLPE/Bd/Lsh/Bd/SWA/PVC |  | (3PH+PE)
49 | CABLE | 35 | ECCT1CCB1105KIT | LV | 3*50+25 | 1995 | 2041 | 537 | 1504 | 0 | Cu/XLPE/Bd/Lsh/Bd/SWA/PVC |  | (3PH+N)
50 | CABLE | 35 | ECCT1CCB1105LJT | LV | 3*70+35 | 1477 | 1520 | 1520 | 0 | 0 | Cu/XLPE/Bd/Lsh/Bd/SWA/PVC |  | (3PH+N)
51 | CABLE | 35 | ECCT1CCB1105NLT | LV | 3*120+70 | 1442 | 1449 | 0 | 1449 | 0 | Cu/XLPE/Bd/Lsh/Bd/SWA/PVC |  | (3PH+N)
52 | CABLE | 35 | ECCT1CCB1105OLT | LV | 3*150+70 | 1442 | 1485 | 0 | 1485 | 0 | Cu/XLPE/Bd/Lsh/Bd/SWA/PVC |  | (3PH+N)
53 | CABLE | 35 | ECCT1CCB1104FFT | LV | 4*6 | 848 | 870 | 870 | 0 | 0 | Cu/XLPE/Bd/Lsh/Bd/SWA/PVC |  | (3PH+N)
54 | CABLE | 35 | ECCT1CCB1104GGT | LV | 4*10 | 1495 | 1522 | 1522 | 0 | 0 | Cu/XLPE/Bd/Lsh/Bd/SWA/PVC |  | (3PH+N)
55 | CABLE | 41 | ECCR2CCB1110DTT | CONTROL | 7*2.5 | 1883 | 1889 | 1889 | 0 | 0 | Control Cable, 0.6/1 (1.2) kV, Cu/PVC/Bd/Lsh/Bd/SWA/PVC, Plain annealed stranded copper(Class 2) in accordance with IEC 60228, Black color outer sheath as per IEC 60502-1, Black color for conductors' insulation with white identification numbers. |  | LCS
56 | CABLE | 41 | ECCR2CCB1112DTT | CONTROL | 10*2.5 | 4796 | 4888 | 4888 | 0 | 0 | Control Cable, 0.6/1 (1.2) kV, Cu/PVC/Bd/Lsh/Bd/SWA/PVC, Plain annealed stranded copper(Class 2) in accordance with IEC 60228, Black color outer sheath as per IEC 60502-1, Black color for conductors' insulation with white identification numbers. | Unit 46 | LCS/ پمپ 46
57 | CABLE | 41 | EREFP05 | EARTHING | 1*4 | 1000 | 1030 | 0 | 1030 | 0 | Earthing Cable, 450/750 V, Cu/PVC, Plain stranded copper conductor(Class 2), Green/Yellow color for outer sheath as per IEC 60227. |  | for Instrument
58 | CABLE | 41 | EREFP08 | EARTHING | 1*16 | 565 | 580 | 580 | 0 | 0 | Earthing Cable, 450/750 V, Cu/PVC, Plain stranded copper conductor(Class 2), Green/Yellow color for outer sheath as per IEC 60227. |  | 175 telecom
59 | CABLE | 41 | EREFP10 | EARTHING | 1*35 | 590 | 604 | 604 | 0 | 0 | Earthing Cable, 450/750 V, Cu/PVC, Plain stranded copper conductor(Class 2), Green/Yellow color for outer sheath as per IEC 60227.
60 | CABLE | 41 | EREFP12 | EARTHING | 1*70 | 970 | 999 | 999 | 0 | 0 | Earthing Cable, 450/750 V, Cu/PVC, Plain stranded copper conductor(Class 2), Green/Yellow color for outer sheath as per IEC 60227.
61 | CABLE | 41 | ECCT1CCB1103EEE | LV | 3*4 | 95 | 98 | 98 | 0 | 0 | LV Power Cable, 0.6/1 (1.2) kV, Multicore, Cu/XLPE/Bd/Lsh/Bd/SWA/PVC, Plain annealed stranded compacted copper(Class 2) in accordance with IEC 60228, Sector shaped for conductors 50mm2 and larger, Black color outer sheath, as per IEC 60502-1. |  | PH+N+PE
62 | CABLE | 41 | ECCT1CCB1103FFF | LV | 3*6 | 4025 | 4110 | 4110 | 0 | 0 | LV Power Cable, 0.6/1 (1.2) kV, Multicore, Cu/XLPE/Bd/Lsh/Bd/SWA/PVC, Plain annealed stranded compacted copper(Class 2) in accordance with IEC 60228, Sector shaped for conductors 50mm2 and larger, Black color outer sheath, as per IEC 60502-1. |  | PH+N+PE
63 | CABLE | 41 | ECCT1CCB1103FTT | LV | 3*6 | 814 | 838 | 838 | 0 | 0 | LV Power Cable, 0.6/1 (1.2) kV, Multicore, Cu/XLPE/Bd/Lsh/Bd/SWA/PVC, Plain annealed stranded compacted copper(Class 2) in accordance with IEC 60228, Sector shaped for conductors 50mm2 and larger, Black color outer sheath, as per IEC 60502-1. |  | 3PH
64 | CABLE | 41 | ECCT1CCB1103GTT | LV | 3*10 | 1208 | 1243 | 1243 | 0 | 0 | LV Power Cable, 0.6/1 (1.2) kV, Multicore, Cu/XLPE/Bd/Lsh/Bd/SWA/PVC, Plain annealed stranded compacted copper(Class 2) in accordance with IEC 60228, Sector shaped for conductors 50mm2 and larger, Black color outer sheath, as per IEC 60502-1. |  | 3PH
65 | CABLE | 41 | ECCT1CCB1104GGT | LV | 4*10 | 295 | 303 | 303 | 0 | 0 | LV Power Cable, 0.6/1 (1.2) kV, Multicore, Cu/XLPE/Bd/Lsh/Bd/SWA/PVC, Plain annealed stranded compacted copper(Class 2) in accordance with IEC 60228, Sector shaped for conductors 50mm2 and larger, Black color outer sheath, as per IEC 60502-1. |  | 3PH+N
66 | CABLE | 41 | ECCT1CCB1103HTT | LV | 3*16 | 1952 | 1985 | 1985 | 0 | 0 | LV Power Cable, 0.6/1 (1.2) kV, Multicore, Cu/XLPE/Bd/Lsh/Bd/SWA/PVC, Plain annealed stranded compacted copper(Class 2) in accordance with IEC 60228, Sector shaped for conductors 50mm2 and larger, Black color outer sheath, as per IEC 60502-1. |  | 3PH
67 | CABLE | 41 | ECCT1CCB1103HHH | LV | 3*16 | 413 | 413 | 413 | 0 | 0 | LV Power Cable, 0.6/1 (1.2) kV, Multicore, Cu/XLPE/Bd/Lsh/Bd/SWA/PVC, Plain annealed stranded compacted copper(Class 2) in accordance with IEC 60228, Sector shaped for conductors 50mm2 and larger, Black color outer sheath, as per IEC 60502-1. |  | PH+N+PE
68 | CABLE | 41 | ECCT1CCB1104HHT | LV | 4*16 | 310 | 316 | 316 | 0 | 0 | LV Power Cable, 0.6/1 (1.2) kV, Multicore, Cu/XLPE/Bd/Lsh/Bd/SWA/PVC, Plain annealed stranded compacted copper(Class 2) in accordance with IEC 60228, Sector shaped for conductors 50mm2 and larger, Black color outer sheath, as per IEC 60502-1. |  | 3PH+N
69 | CABLE | 41 | ECCT1CCB1103ITT | LV | 3*25 | 365 | 366 | 366 | 0 | 0 | LV Power Cable, 0.6/1 (1.2) kV, Multicore, Cu/XLPE/Bd/Lsh/Bd/SWA/PVC, Plain annealed stranded compacted copper(Class 2) in accordance with IEC 60228, Sector shaped for conductors 50mm2 and larger, Black color outer sheath, as per IEC 60502-1. |  | 3PH
70 | CABLE | 41 | ECCT1CCB1104IIT | LV | 4*25 | 1794 | 1803 | 1803 | 0 | 0 | LV Power Cable, 0.6/1 (1.2) kV, Multicore, Cu/XLPE/Bd/Lsh/Bd/SWA/PVC, Plain annealed stranded compacted copper(Class 2) in accordance with IEC 60228, Sector shaped for conductors 50mm2 and larger, Black color outer sheath, as per IEC 60502-1. |  | 3PH+N
71 | CABLE | 41 | ECCT1CCB1103JTT | LV | 3*35 | 558 | 574 | 574 | 0 | 0 | LV Power Cable, 0.6/1 (1.2) kV, Multicore, Cu/XLPE/Bd/Lsh/Bd/SWA/PVC, Plain annealed stranded compacted copper(Class 2) in accordance with IEC 60228, Sector shaped for conductors 50mm2 and larger, Black color outer sheath, as per IEC 60502-1. |  | 3PH
72 | CABLE | 41 | ECCT1CCB1105ITH | LV | 3*35+16 | 425 | 432 | 432 | 0 | 0 | LV Power Cable, 0.6/1 (1.2) kV, Multicore, Cu/XLPE/Bd/Lsh/Bd/SWA/PVC, Plain annealed stranded compacted copper(Class 2) in accordance with IEC 60228, Sector shaped for conductors 50mm2 and larger, Black color outer sheath, as per IEC 60502-1. |  | 3PH+PE
73 | CABLE | 41 | ECCT1CCB1105KIT | LV | 3*50+25 | 310 | 317 | 317 | 0 | 0 | LV Power Cable, 0.6/1 (1.2) kV, Multicore, Cu/XLPE/Bd/Lsh/Bd/SWA/PVC, Plain annealed stranded compacted copper(Class 2) in accordance with IEC 60228, Sector shaped for conductors 50mm2 and larger, Black color outer sheath, as per IEC 60502-1. |  | 3PH+N
74 | CABLE | 41 | ECCT1CCB1103LTT | LV | 3*70 | 546 | 556 | 556 | 0 | 0 | LV Power Cable, 0.6/1 (1.2) kV, Multicore, Cu/XLPE/Bd/Lsh/Bd/SWA/PVC, Plain annealed stranded compacted copper(Class 2) in accordance with IEC 60228, Sector shaped for conductors 50mm2 and larger, Black color outer sheath, as per IEC 60502-1. | Unit 46 | 3PH /پمپ 46
75 | CABLE | 41 | ECCT1CCB1103MTT | LV | 3*95 | 1949 | 2000 | 2000 | 0 | 0 | LV Power Cable, 0.6/1 (1.2) kV, Multicore, Cu/XLPE/Bd/Lsh/Bd/SWA/PVC, Plain annealed stranded compacted copper(Class 2) in accordance with IEC 60228, Sector shaped for conductors 50mm2 and larger, Black color outer sheath, as per IEC 60502-1. | Unit 46 | 3PH
76 | CABLE | 41 | ECCT1CCB1105MKT | LV | 3*95+50 | 376 | 383 | 383 | 0 | 0 | LV Power Cable, 0.6/1 (1.2) kV, Multicore, Cu/XLPE/Bd/Lsh/Bd/SWA/PVC, Plain annealed stranded compacted copper(Class 2) in accordance with IEC 60228, Sector shaped for conductors 50mm2 and larger, Black color outer sheath, as per IEC 60502-1. |  | 3PH+N
77 | CABLE | 41 | ECCT1CCB1103PTT | LV | 3*185 | 1070 | 1097 | 1097 | 0 | 0 | LV Power Cable, 0.6/1 (1.2) kV, Multicore, Cu/XLPE/Bd/Lsh/Bd/SWA/PVC, Plain annealed stranded compacted copper(Class 2) in accordance with IEC 60228, Sector shaped for conductors 50mm2 and larger, Black color outer sheath, as per IEC 60502-1. |  | 3PH
78 | CABLE | 41 | ECCT1CCB1104EET | LV | 4*4 | 1210 | 1224 | 1224 | 0 | 0 | LV Power Cable, 0.6/1 (1.2) kV, Multicore, Cu/XLPE/Bd/Lsh/Bd/SWA/PVC, Plain annealed stranded compacted copper(Class 2) in accordance with IEC 60228, Sector shaped for conductors 50mm2 and larger, Black color outer sheath, as per IEC 60502-1. |  | 3PH+N
79 | CABLE | 41 | ECCV1CCB1103DDD | LV | 3*2.5 | 1450 | 1480 | 1480 | 0 | 0 | LV Power Cable, 0.6/1 (1.2) kV, Multicore, Cu/XLPE/Bd/SWA/PVC, Plain annealed stranded compacted copper(Class 2) in accordance with IEC 60228, Sector shaped for conductors 50mm2 and larger, Black color outer sheath, as per IEC 60502-1. |  | Considered for single phase equipment
80 | CABLE | 41 | ECCV1CCB1103EEE | LV | 3*4 | 300 | 309 | 309 | 0 | 0 | LV Power Cable, 0.6/1 (1.2) kV, Multicore, Cu/XLPE/Bd/SWA/PVC, Plain annealed stranded compacted copper(Class 2) in accordance with IEC 60228, Sector shaped for conductors 50mm2 and larger, Black color outer sheath, as per IEC 60502-1. |  | Considered for single phase equipment
81 | CABLE | 41 | ECCV1CCB1103FFF | LV | 3*6 | 2050 | 2110 | 2110 | 0 | 0 | LV Power Cable, 0.6/1 (1.2) kV, Multicore, Cu/XLPE/Bd/SWA/PVC, Plain annealed stranded compacted copper(Class 2) in accordance with IEC 60228, Sector shaped for conductors 50mm2 and larger, Black color outer sheath, as per IEC 60502-1. |  | Considered for single phase equipment
82 | CABLE | 41 | ECCV1CCB1105ITH | LV | 3*25+16 | 35 | 36 | 36 | 0 | 0 | LV Power Cable, 0.6/1 (1.2) kV, Multicore, Cu/XLPE/Bd/SWA/PVC, Plain annealed stranded compacted copper(Class 2) in accordance with IEC 60228, Sector shaped for conductors 50mm2 and larger, Black color outer sheath, as per IEC 60502-1. |  | 3PH+PE
83 | CABLE | 41 | ECCV1CCB1104FFF | LV | 4*6 | 230 | 236 | 236 | 0 | 0 | LV Power Cable, 0.6/1 (1.2) kV, Multicore, Cu/XLPE/Bd/SWA/PVC, Plain annealed stranded compacted copper(Class 2) in accordance with IEC 60228, Sector shaped for conductors 50mm2 and larger, Black color outer sheath, as per IEC 60502-1. |  | USED FOR (1PH+1PH+N+PE) EQUIPMENTS (LIGHTING FIXTURE BY BATTERY BACK-UP)
84 | CABLE | 41 | ECCV1CCB1104DDD | LV | 4*2.5 | 72 | 72 | 72 | 0 | 0 | LV Power Cable, 0.6/1 (1.2) kV, Multicore, Cu/XLPE/Bd/SWA/PVC, Plain annealed stranded compacted copper(Class 2) in accordance with IEC 60228, Sector shaped for conductors 50mm2 and larger, Black color outer sheath, as per IEC 60502-1. | USED FOR (1PH+1PH+N+PE) EQUIPMENTS (LIGHTING FIXTURE BY BATTERY BACK-UP) | مطابق Shortage اضاف شده است
85 | CABLE | 41 | ECCQ1CCB0203EEE | LV | 3*4 | 381 | 392 | 392 | 0 | 0 | Indoor Lighting Cable, 0.6/1 kV, Multicore, Cu/PVC/PVC, Plain annealed stranded compacted copper(Class 2) in accordance with IEC 60228, Black color outer sheath, as per IEC 60502-1. |  | USED FOR (1PH+N+PE) EQUIPMENTS
86 | CABLE | 41 | ECCQ1CCB0205ITH | LV | 3*25+16 | 65 | 66 | 66 | 0 | 0 | Indoor Lighting Cable, 0.6/1 kV, Multicore, Cu/PVC/PVC, Plain annealed stranded compacted copper(Class 2) in accordance with IEC 60228, Black color outer sheath, as per IEC 60502-1. |  | 3PH+N
87 | CABLE | 41 | - | CONTROL | 6T*0.75 | 175 | 0 | 0 | 0 | 175 | Cu/XLPE/CSCR/Bd/Lsh/Bd/SWA/PVC |  | RTD
88 | CABLE | 41 | ECCY1KCB1103MTT | MV | 3*95 | 170 | 174 | 174 | 0 | 0 | MV Power Cable, 3.6/6 (7.2) kV, Multicore, Cu/SC/XLPE/SC/SCR/Bd/PVC/Lsh/Bd/SWA/PVC, Circular plain annealed stranded compacted copper conforming to class 2 of IEC 60228, Extruded Red color outer sheath, as per IEC 60502-2.
89 | CABLE | 42 | ECCR2CCB1110DTT | CONTROL | 7*2.5 | 18103 | 11953 | 11953 | 0 | 6150 | Cu/PVC/Bd/Lsh/Bd/SWA/PVC | LCS | مطابق Shortage اضاف شده است
90 | CABLE | 42 | ECCR2CCB1112DTT | CONTROL | 10*2.5 | 6550 | 6651 | 6651 | 0 | 0 | Cu/PVC/Bd/Lsh/Bd/SWA/PVC |  | LCS
91 | CABLE | 42 | ECDF2CCB1113DTT | CONTROL | 12*2.5 | 3570 | 3646 | 3646 | 0 | 0 | Cu/PVC/Bd/Lsh/Bd/SWA/PVC |  | LCS
92 | CABLE | 42 | EREFP05 | EARTHING | 1*4 | 190 | 193 | 0 | 193 | 0 | Cu/PVC |  | Earth Wire (180m for Instrument & 10m for Telecommunication)
93 | CABLE | 42 | EREFP08 | EARTHING | 1*16 | 630 | 730 | 730 | 0 | 0 | Cu/PVC |  | Earth Wire (500m for Electrical & 130m for Telecommunication)
94 | CABLE | 42 | EREFP10 | EARTHING | 1*35 | 650 | 670 | 670 | 0 | 0 | Cu/PVC |  | Earth Wire (645m for Electrical & 5m for Telecommunication)
95 | CABLE | 42 | EREFP12 | EARTHING | 1*70 | 1550 | 1668 | 1668 | 0 | 0 | Cu/PVC |  | Earth Wire (for Electrical)
96 | CABLE | 42 | ECCT1CCB1103ETT | LV | 3*4 | 650 | 658 | 658 | 0 | 0 | Cu/XLPE/Bd/Lsh/Bd/SWA/PVC
97 | CABLE | 42 | ECCT1CCB1103FTT | LV | 3*6 | 14301 | 12101 | 12101 | 0 | 2200 | Cu/XLPE/Bd/Lsh/Bd/SWA/PVC |  | مطابق Shortage اضاف شده است
98 | CABLE | 42 | ECCT1CCB1103GTT | LV | 3*10 | 730 | 751 | 751 | 0 | 0 | Cu/XLPE/Bd/Lsh/Bd/SWA/PVC
99 | CABLE | 42 | ECCT1CCB1103KTT | LV | 3*50 | 1060 | 1077 | 1077 | 0 | 0 | Cu/XLPE/Bd/Lsh/Bd/SWA/PVC
100 | CABLE | 42 | ECCT1CCB1103MTT | LV | 3*95 | 4691 | 2821 | 2821 | 0 | 1870 | Cu/XLPE/Bd/Lsh/Bd/SWA/PVC |  | مطابق Shortage اضاف شده است
101 | CABLE | 42 | ECCT1CCB1103NTT | LV | 3*120 | 1690 | 1070 | 1070 | 0 | 620 | Cu/XLPE/Bd/Lsh/Bd/SWA/PVC |  | مطابق Shortage اضاف شده است
102 | CABLE | 42 | ECCT1CCB1103OTT | LV | 3*150 | 11549 | 5147 | 5147 | 0 | 6402 | Cu/XLPE/Bd/Lsh/Bd/SWA/PVC |  | مطابق Shortage اضاف شده است
103 | CABLE | 42 | ECCT1CCB1103QTT | LV | 3*240 | 1360 | 1393 | 1393 | 0 | 0 | Cu/XLPE/Bd/Lsh/Bd/SWA/PVC
104 | CABLE | 42 | ECCT1CCB1105IHT | LV | 3*25+16 | 3335 | 3378 | 3378 | 0 | 0 | Cu/XLPE/Bd/Lsh/Bd/SWA/PVC
105 | CABLE | 42 | ECCT1CCB1105ITH | LV | 3*25+16 | 150 | 154 | 154 | 0 | 0 | Cu/XLPE/Bd/Lsh/Bd/SWA/PVC
106 | CABLE | 42 | ECCT1CCB1105JHT | LV | 3*35+16 | 255 | 262 | 262 | 0 | 0 | Cu/XLPE/Bd/Lsh/Bd/SWA/PVC
107 | CABLE | 42 | ECCT1CCB1105JTH | LV | 3*35+16 | 215 | 221 | 221 | 0 | 0 | Cu/XLPE/Bd/Lsh/Bd/SWA/PVC
108 | CABLE | 42 | ECCT1CCB1105KIT | LV | 3*50+25 | 450 | 460 | 460 | 0 | 0 | Cu/XLPE/Bd/Lsh/Bd/SWA/PVC
109 | CABLE | 42 | ECCT1CCB1105LJT | LV | 3*70+35 | 1305 | 1343 | 1343 | 0 | 0 | Cu/XLPE/Bd/Lsh/Bd/SWA/PVC
110 | CABLE | 42 | ECCT1CCB1105NLT | LV | 3*120+70 | 922 | 412 | 0 | 412 | 510 | Cu/XLPE/Bd/Lsh/Bd/SWA/PVC |  | مطابق Shortage اضاف شده است
111 | CABLE | 42 | ECCT1CCB1105OLT | LV | 3*150+70 | 715 | 736 | 736 | 0 | 0 | Cu/XLPE/Bd/Lsh/Bd/SWA/PVC
112 | CABLE | 42 | ECCT1CCB1105PMT | LV | 3*185+95 | 445 | 454 | 454 | 0 | 0 | Cu/XLPE/Bd/Lsh/Bd/SWA/PVC |  | 3PH+N
113 | CABLE | 42 | ECCT1CCB1104FFF | LV | 4*6 | 40 | 41 | 41 | 0 | 0 | Cu/XLPE/Bd/Lsh/Bd/SWA/PVC |  | USED FOR (2PH+N+PE) EQUIPMENTS (LIGHTING FIXTURE BY BATTERY BACK-UP)
114 | CABLE | 42 | ECCT1CCB1104FFT | LV | 4*6 | 3190 | 3274 | 3274 | 0 | 0 | Cu/XLPE/Bd/Lsh/Bd/SWA/PVC |  | 3PH+N
115 | CABLE | 42 | ECCT1CCB1104GGT | LV | 4*10 | 1575 | 1622 | 1622 | 0 | 0 | Cu/XLPE/Bd/Lsh/Bd/SWA/PVC |  | 3PH+N
116 | CABLE | 42 | ECCV1CCB1104GTG | LV | 4*10 | 545 | 560 | 560 | 0 | 0 | Cu/XLPE/Bd/Lsh/Bd/SWA/PVC |  | 3PH+PE (For Differential CT)
117 | CABLE | 42 | ECCT1CCB1104HHT | LV | 4*16 | 1280 | 1611 | 1611 | 0 | 0 | Cu/XLPE/Bd/Lsh/Bd/SWA/PVC |  | 3PH+N
118 | CABLE | 42 | ECCT1CCB1104HTH | LV | 4*16 | 525 | 540 | 540 | 0 | 0 | Cu/XLPE/Bd/Lsh/Bd/SWA/PVC |  | 3PH+PE
119 | CABLE | 42 | ECCT1CCB1104IIT | LV | 4*25 | 1580 | 1608 | 1608 | 0 | 0 | Cu/XLPE/Bd/Lsh/Bd/SWA/PVC |  | 3PH+N
120 | CABLE | 42 | ECCT1CCB1103FFF | LV | 3*6 | 3480 | 3553 | 3553 | 0 | 0 | Cu/XLPE/Bd/Lsh/Bd/SWA/PVC |  | 1PH+N+PE
121 | CABLE | 42 | ECCT1CCB1103GGG | LV | 3*10 | 280 | 285 | 285 | 0 | 0 | Cu/XLPE/Bd/Lsh/Bd/SWA/PVC |  | 1PH+N+PE
122 | CABLE | 42 | ECCT1CCB1103HHH | LV | 3*16 | 220 | 225 | 225 | 0 | 0 | Cu/XLPE/Bd/Lsh/Bd/SWA/PVC |  | 1PH+N+PE
123 | CABLE | 42 | ECCV1CCB1103DDD | LV | 3*2.5 | 365 | 375 | 375 | 0 | 0 | Cu/XLPE/Bd/SWA/PVC |  | 1PH+N+PE
124 | CABLE | 42 | ECCV1CCB1104DDD | LV | 4*2.5 | 126 | 26 | 26 | 0 | 100 | Cu/XLPE/Bd/SWA/PVC | USED FOR (2PH+N+PE) EQUIPMENTS (LIGHTING FIXTURE BY BATTERY BACK-UP) | مطابق Shortage اضاف شده است
125 | CABLE | 42 | ECCV1CCB1103EEE | LV | 3*4 | 150 | 155 | 155 | 0 | 0 | Cu/XLPE/Bd/SWA/PVC |  | 1PH+N+PE
126 | CABLE | 42 | ECCV1CCB1103FFF | LV | 3*6 | 1650 | 1150 | 1150 | 0 | 500 | Cu/XLPE/Bd/SWA/PVC | (1PH+N+PE) | مطابق Shortage اضاف شده است
127 | CABLE | 42 | ECCV1CCB1104FFF | LV | 4*6 | 250 | 257 | 257 | 0 | 0 | Cu/XLPE/Bd/SWA/PVC |  | USED FOR (2PH+N+PE) EQUIPMENTS (LIGHTING FIXTURE BY BATTERY BACK-UP)
128 | CABLE | 42 | ECCV1CCB1103GGG | LV | 3*10 | 135 | 139 | 139 | 0 | 0 | Cu/XLPE/Bd/SWA/PVC |  | 1PH+N+PE
129 | CABLE | 42 | ECCV1CCB1105ITH | LV | 3*25+16 | 10 | 10 | 10 | 0 | 0 | Cu/XLPE/Bd/SWA/PVC |  | 3PH+PE
130 | CABLE | 42 | ECDE1CCB1103FTT | LV | 3*6 | 1510 | 1554 | 1554 | 0 | 0 | Cu/XLPE/Bd/Lsh/Bd/SWA/PVC |  | 1PH+N+PE
131 | CABLE | 42 | ECDE1CCB1103PTT | LV | 3*185 | 6300 | 6467 | 6467 | 0 | 0 | Cu/XLPE/Bd/Lsh/Bd/SWA/PVC |  | 3PH
132 | CABLE | 42 | ECCY1KCB1103KTT | MV | 3*50 | 1500 | 1545 | 1545 | 0 | 0 | Cu/SC/XLPE/SC/SCR/Bd/PVC/Lsh/Bd/SWA/PVC
133 | CABLE | 42 | ECCY1KCB1103MTT | MV | 3*95 | 625 | 640 | 640 | 0 | 0 | Cu/SC/XLPE/SC/SCR/Bd/PVC/Lsh/Bd/SWA/PVC
134 | CABLE | 42 | ECCY1KCB1103NTT | MV | 3*120 | 1070 | 1102 | 1102 | 0 | 0 | Cu/SC/XLPE/SC/SCR/Bd/PVC/Lsh/Bd/SWA/PVC
135 | CABLE | 42 | - | CONTROL | 4T*1.5 | 1200 | 0 | 0 | 0 | 1200 | Cu/XLPE/CSCR/Bd/Lsh/Bd/SWA/PVC |  | RTD
136 | CABLE | 42 | - | CONTROL | 4T*0.75 | 2060 | 0 | 0 | 0 | 2060 | Cu/PVC/CSCR/Bd/Lsh/Bd/SWA/PVC |  | RTD
137 | CABLE | 42 | - | CONTROL | 4T*1.5 | 1510 | 0 | 0 | 0 | 1510 | Cu/PVC/CSCR/Bd/Lsh/Bd/SWA/PVC |  | RTD
138 | CABLE | 43 | EREFP05 | EARTHING | 1*4 | 78 | 80 | 0 | 80 | 0 | Cu/PVC |  | 70 instrument+8 telecom
139 | CABLE | 43 | EREFP08 | EARTHING | 1*16 | 475 | 488 | 488 | 0 | 0 | Cu/PVC |  | 155 telecom
140 | CABLE | 43 | EREFP10 | EARTHING | 1*35 | 120 | 123 | 123 | 0 | 0 | Cu/PVC
141 | CABLE | 43 | EREFP12 | EARTHING | 1*70 | 640 | 659 | 659 | 0 | 0 | Cu/PVC
142 | CABLE | 43 | ECCV1CCB1103DDD | LV | 3*2.5 | 457 | 257 | 257 | 0 | 200 | Cu/XLPE/Bd/SWA/PVC |  | مطابق Shortage اضاف شده است
143 | CABLE | 43 | ECCV1CCB1103EEE | LV | 3*4 | 35 | 36 | 36 | 0 | 0 | Cu/XLPE/Bd/SWA/PVC
144 | CABLE | 43 | ECCV1CCB1103FFF | LV | 3*6 | 260 | 266 | 266 | 0 | 0 | Cu/XLPE/Bd/SWA/PVC
145 | CABLE | 43 | ECCV1CCB1105IHT | LV | 3*25+16 | 40 | 41 | 41 | 0 | 0 | Cu/XLPE/Bd/SWA/PVC
146 | CABLE | 43 | ECCV1CCB1104FFF | LV | 4*6 | 55 | 56 | 56 | 0 | 0 | Cu/XLPE/Bd/SWA/PVC |  | USED FOR (1PH+1PH+N+PE) EQUIPMENTS (LIGHTING FIXTURE BY BATTERY BACK-UP)
147 | CABLE | 43 | ECCV1CCB1104DDD | LV | 4*2.5 | 152 | 52 | 52 | 0 | 100 | Cu/XLPE/Bd/SWA/PVC | USED FOR (1PH+1PH+N+PE) EQUIPMENTS (LIGHTING FIXTURE BY BATTERY BACK-UP) | مطابق Shortage اضاف شده است
148 | CABLE | 43 | ECCT1CCB1103FFF | LV | 3*6 | 316 | 325 | 0 | 325 | 0 | Cu/XLPE/Bd/Lsh/Bd/SWA/PVC
149 | CABLE | 43 | ECCT1CCB1103HHH | LV | 3*16 | 105 | 107 | 0 | 107 | 0 | Cu/XLPE/Bd/Lsh/Bd/SWA/PVC
150 | CABLE | 43 | ECCT1CCB1105IHT | LV | 3*25+16 | 100 | 103 | 0 | 103 | 0 | Cu/XLPE/Bd/Lsh/Bd/SWA/PVC
151 | CABLE | 43 | ECCT1CCB1104IIT | LV | 4*25 | 664 | 670 | 0 | 670 | 0 | Cu/XLPE/Bd/Lsh/Bd/SWA/PVC
152 | CABLE | 43 | ECCT1CCB1105LJT | LV | 3*70+35 | 231 | 238 | 0 | 238 | 0 | Cu/XLPE/Bd/Lsh/Bd/SWA/PVC
153 | CABLE | 43 | ECCT1CCB1104GGT | LV | 4*10 | 270 | 278 | 0 | 278 | 0 | Cu/XLPE/Bd/Lsh/Bd/SWA/PVC |  | CATHODIC
154 | CABLE | 43 | ECCT1CCB1104FFF | LV | 4*6 | 95 | 98 | 0 | 98 | 0 | Cu/XLPE/Bd/Lsh/Bd/SWA/PVC |  | USED FOR (1PH+1PH+N+PE) EQUIPMENTS (LIGHTING FIXTURE BY BATTERY BACK-UP)
155 | CABLE | 44 | ECCR2CCB1113DTT | CONTROL | 12*2.5 | 205 | 211 | 211 | 0 | 0 | Cu/PVC/Bd/Lsh/Bd/SWA/PVC
156 | CABLE | 44 | EREFP08 | EARTHING | 1*16 | 235 | 322 | 322 | 0 | 0 | Cu/PVC |  | TC(200m) & EL(35m) Earthing Cable
157 | CABLE | 44 | EREFP10 | EARTHING | 1*35 | 165 | 169 | 169 | 0 | 0 | Cu/PVC
158 | CABLE | 44 | EREFP12 | EARTHING | 1*70 | 495 | 509 | 509 | 0 | 0 | Cu/PVC
159 | CABLE | 44 | EREFP05 | EARTHING | 1*4 | 165 | 170 | 0 | 170 | 0 | Cu/PVC |  | TC(15m) & IN(150m) Earthing Cable
160 | CABLE | 44 | ECCT1CCB1103ETT | LV | 3*4 | 410 | 415 | 415 | 0 | 0 | Cu/XLPE/Bd/Lsh/Bd/SWA/PVC |  | Used for (3PH) equipments
161 | CABLE | 44 | ECCT1CCB1103EEE | LV | 3*4 | 820 | 844 | 844 | 0 | 0 | Cu/XLPE/Bd/Lsh/Bd/SWA/PVC |  | Used for (1PH+N+PE) equipments
162 | CABLE | 44 | ECCT1CCB1103FFF | LV | 3*6 | 1893 | 1939 | 1939 | 0 | 0 | Cu/XLPE/Bd/Lsh/Bd/SWA/PVC |  | Used for (1PH+N+PE) equipments
163 | CABLE | 44 | ECCT1CCB1104FTF | LV | 4*6 | 205 | 211 | 211 | 0 | 0 | Cu/XLPE/Bd/Lsh/Bd/SWA/PVC |  | Used for (3PH+PE) equipments
164 | CABLE | 44 | ECCT1CCB1103GTT | LV | 3*10 | 205 | 211 | 211 | 0 | 0 | Cu/XLPE/Bd/Lsh/Bd/SWA/PVC |  | Used for (3PH) equipments
165 | CABLE | 44 | ECCT1CCB1103HTT | LV | 3*16 | 205 | 207 | 207 | 0 | 0 | Cu/XLPE/Bd/Lsh/Bd/SWA/PVC |  | Used for (3PH) equipments
166 | CABLE | 44 | ECCT1CCB1103HHH | LV | 3*16 | 100 | 102 | 102 | 0 | 0 | Cu/XLPE/Bd/Lsh/Bd/SWA/PVC |  | Used for (1PH+N+PE) equipments
167 | CABLE | 44 | ECCT1CCB1103ITT | LV | 3*25 | 400 | 400 | 400 | 0 | 0 | Cu/XLPE/Bd/Lsh/Bd/SWA/PVC |  | Used for (3PH) equipments
168 | CABLE | 44 | ECCT1CCB1105ITH | LV | 3*25+16 | 95 | 98 | 98 | 0 | 0 | Cu/XLPE/Bd/Lsh/Bd/SWA/PVC |  | Used for (3PH+PE) equipments
169 | CABLE | 44 | ECCT1CCB1104IIT | LV | 4*25 | 305 | 311 | 311 | 0 | 0 | Cu/XLPE/Bd/Lsh/Bd/SWA/PVC |  | Used for (3PH+N) equipments
170 | CABLE | 44 | ECCT1CCB1104IIT | LV | 4*25 | 210 | 214 | 214 | 0 | 0 | Cu/XLPE/Bd/Lsh/Bd/SWA/PVC |  | MTO=ECCT1CCB1105KIT(3*50+25)
171 | CABLE | 44 | ECCV1CCB1103DDD | LV | 3*2.5 | 530 | 545 | 545 | 0 | 0 | Cu/XLPE/Bd/SWA/PVC |  | Used for (1PH+N+PE) equipments
172 | CABLE | 44 | ECCV1CCB1103EEE | LV | 3*4 | 110 | 113 | 113 | 0 | 0 | Cu/XLPE/Bd/SWA/PVC |  | Used for (1PH+N+PE) equipments
173 | CABLE | 44 | ECCV1CCB1103FFF | LV | 3*6 | 435 | 440 | 440 | 0 | 0 | Cu/XLPE/Bd/SWA/PVC |  | Used for (1PH+N+PE) equipments
174 | CABLE | 44 | ECCV1CCB1105ITH | LV | 3*25+16 | 11 | 11 | 11 | 0 | 0 | Cu/XLPE/Bd/SWA/PVC |  | Used for (3PH+PE) equipments
175 | CABLE | 44 | ECCY1KCB1103QTT | MV | 3*240 | 210 | 216 | 216 | 0 | 0 | Cu/SC/XLPE/SC/SCR/Bd/PVC/Lsh/Bd/SWA/PVC
176 | CABLE | 44 | - | CONTROL | 6T*0.75 | 205 | 0 | 0 | 0 | 205 | Cu/XLPE/CSCR/Bd/Lsh/Bd/SWA/PVC |  | RTD
177 | CABLE | 45 | ECCR2CCB1118DTT | CONTROL | 20*2.5 | 16020 | 16255 | 16255 | 0 | 0 | Cu/PVC/Bd/Lsh/Bd/SWA/PVC |  | FOR NORMAL SWITCHGEAR,3400m for first prority (Open art)
178 | CABLE | 45 | ECCR2CCB1118DTT | CONTROL | 20*2.5 | 7210 | 7622 | 7622 | 0 | 0 | Cu/PVC/Bd/Lsh/Bd/SWA/PVC |  | EMERGENCY SWITCHGEAR(HOLD),
179 | CABLE | 45 | EREFP05 | EARTHING | 1*4 | 187 | 187 | 0 | 187 | 0 | Cu/PVC |  | Instrument Earthing Cable=160 meter--------------Telecom. Earthing Cable=30 meter
180 | CABLE | 45 | EREFP08 | EARTHING | 1*16 | 10270 | 10531 | 0 | 10531 | 0 | Cu/PVC |  | 200m for telecom, 70 m for instrument earth bar connection
181 | CABLE | 45 | EREFP10 | EARTHING | 1*35 | 250 | 420 | 0 | 420 | 0 | Cu/PVC |  | 50 m for telecom
182 | CABLE | 45 | EREFP12 | EARTHING | 1*70 | 11500 | 11840 | 0 | 11840 | 0 | Cu/PVC
183 | CABLE | 45 | EREFP14 | EARTHING | 1*120 | 5250 | 5396 | 5396 | 0 | 0 | Cu/PVC |  | 5250m for fisrt priority (Open art)
184 | CABLE | 45 | EREFP15 | EARTHING | 1*150 | 9300 | 9571 | 7202 | 2369 | 0 | Cu/PVC
185 | CABLE | 45 | - | CONTROL | 6 Cores | 29447 | 0 | 0 | 0 | 29447 | Fiber Optic Cable | Abad Rahan | FOC , MTO=30764m
186 | CABLE | 45 | - | CONTROL | 6 Cores | 8050 | 0 | 0 | 0 | 8050 | Fiber Optic Cable | IGC | FOC , MTO=7181m
187 | CABLE | 45 | ECCX1GCB1101RTT | MV | 1*300 | 80370 | 82237 | 82237 | 0 | 0 | Cu/SC/XLPE/SC/SCR/Bd/PVC/Lsh/Bd/AWA/PVC |  | FOR NORMAL SWITCHGEAR-(19680m for first priority (Open art))
188 | CABLE | 45 | ECCX1GCB1101RTT | MV | 1*300 | 20955 | 21752 | 21752 | 0 | 0 | Cu/SC/XLPE/SC/SCR/Bd/PVC/Lsh/Bd/AWA/PVC |  | FOR EMERGENCY SWITCHGEAR- This item will be finalized the exact location of 132/33 KV Substation (132/33kV substation as emergency ring source) has been specified.
189 | CABLE | 42 | ECCR2CCB1110DTT | CONTROL | 7*2.5 | 1100 | 1133 | 1133 | 0 | 0 | Cu/PVC/Bd/Lsh/Bd/SWA/PVC | Unit 46 | در یونیت های دیگر دیده شده است
190 | CABLE | 35 | ECCR2CCB1110DTT | CONTROL | 7*2.5 | 900 | 923 | 923 | 0 | 0 | Cu/PVC/Bd/Lsh/Bd/SWA/PVC | Unit 46 | در یونیت های دیگر دیده شده است
191 | CABLE | SS-40-03 | ECCR2CCB1112DTT | CONTROL | 10*2.5 | 1000 | 1030 | 0 | 1030 | 0 | Cu/PVC/Bd/Lsh/Bd/SWA/PVC | Unit 46 | در یونیت های دیگر دیده شده است
192 | CABLE | 35 | ECCR2CCB1112DTT | CONTROL | 10*2.5 | 2700 | 2749 | 2749 | 0 | 0 | Cu/PVC/Bd/Lsh/Bd/SWA/PVC | Unit 46 | در یونیت های دیگر دیده شده است
193 | CABLE | 42 | ECCR2CCB1112DTT | CONTROL | 10*2.5 | 780 | 790 | 790 | 0 | 0 | Cu/PVC/Bd/Lsh/Bd/SWA/PVC | Unit 46 | در یونیت های دیگر دیده شده است
194 | CABLE | 51 | ECCR2CCB1112DTT | CONTROL | 10*2.5 | 1465 | 1499 | 1499 | 0 | 0 | Cu/PVC/Bd/Lsh/Bd/SWA/PVC | Unit 46 | در یونیت های دیگر دیده شده است
195 | CABLE | SS-40-05 | ECCR2CCB1112DTT | CONTROL | 10*2.5 | 400 | 412 | 412 | 0 | 0 | Cu/PVC/Bd/Lsh/Bd/SWA/PVC | Unit 46 | در یونیت های دیگر دیده شده است
196 | CABLE | 43 | ECCR2CCB1112DTT | CONTROL | 10*2.5 | 3544 | 3627 | 0 | 3627 | 0 | Cu/PVC/Bd/Lsh/Bd/SWA/PVC | Unit 46 | در یونیت های دیگر دیده شده است
197 | CABLE | 20 | ECCR2CCB1112DTT | CONTROL | 10*2.5 | 1974 | 2029 | 0 | 2029 | 0 | Cu/PVC/Bd/Lsh/Bd/SWA/PVC | Unit 46 | در یونیت های دیگر دیده شده است
198 | CABLE | SS-40-05 | ECCT1CCB1103ETT | LV | 3*4 | 400 | 412 | 412 | 0 | 0 | Cu/XLPE/Bd/Lsh/Bd/SWA/PVC | Unit 46 | در یونیت های دیگر دیده شده است
199 | CABLE | 42 | ECCT1CCB1103FTT | LV | 3*6 | 1100 | 1133 | 1133 | 0 | 0 | Cu/XLPE/Bd/Lsh/Bd/SWA/PVC | Unit 46 | در یونیت های دیگر دیده شده است
200 | CABLE | SS-40-03 | ECCT1CCB1103HTT | LV | 3*16 | 1000 | 1030 | 1030 | 0 | 0 | Cu/XLPE/Bd/Lsh/Bd/SWA/PVC | Unit 46 | در یونیت های دیگر دیده شده است
201 | CABLE | 20 | ECCT1CCB1103KTT | LV | 3*50 | 987 | 1015 | 0 | 1015 | 0 | Cu/XLPE/Bd/Lsh/Bd/SWA/PVC | Unit 46 | در یونیت های دیگر دیده شده است
202 | CABLE | 35 | ECCT1CCB1103LTT | LV | 3*70 | 1890 | 1943 | 1943 | 0 | 0 | Cu/XLPE/Bd/Lsh/Bd/SWA/PVC | Unit 46 | در یونیت های دیگر دیده شده است
203 | CABLE | 51 | ECCT1CCB1103LTT | LV | 3*70 | 735 | 752 | 752 | 0 | 0 | Cu/XLPE/Bd/Lsh/Bd/SWA/PVC | Unit 46 | در یونیت های دیگر دیده شده است
204 | CABLE | 43 | ECCT1CCB1103LTT | LV | 3*70 | 672 | 692 | 0 | 692 | 0 | Cu/XLPE/Bd/Lsh/Bd/SWA/PVC | Unit 46 | در یونیت های دیگر دیده شده است
205 | CABLE | 51 | ECCT1CCB1103MTT | LV | 3*95 | 730 | 751 | 612 | 139 | 0 | Cu/XLPE/Bd/Lsh/Bd/SWA/PVC | Unit 46 | در یونیت های دیگر دیده شده است
206 | CABLE | 35 | ECCT1CCB1103MTT | LV | 3*95 | 927 | 938 | 938 | 0 | 0 | Cu/XLPE/Bd/Lsh/Bd/SWA/PVC | Unit 46 | در یونیت های دیگر دیده شده است
207 | CABLE | 35 | ECCT1CCB1103NTT | LV | 3*120 | 1854 | 1946 | 1946 | 0 | 0 | Cu/XLPE/Bd/Lsh/Bd/SWA/PVC | Unit 46 | در یونیت های دیگر دیده شده است
208 | CABLE | 43 | ECCT1CCB1103MTT | LV | 3*95 | 1762 | 1794 | 0 | 1794 | 0 | Cu/XLPE/Bd/Lsh/Bd/SWA/PVC | Unit 46 | در یونیت های دیگر دیده شده است
209 | CABLE | 43 | ECCT1CCB1103OTT | LV | 3*150 | 3040 | 3122 | 0 | 3122 | 0 | Cu/XLPE/Bd/Lsh/Bd/SWA/PVC | Unit 46 | در یونیت های دیگر دیده شده است
210 | CABLE | 42 | ECCT1CCB1103PTT | LV | 3*185 | 1575 | 1619 | 1619 | 0 | 0 | Cu/XLPE/Bd/Lsh/Bd/SWA/PVC | Unit 46 | در یونیت های دیگر دیده شده است
211 | CABLE | 50 | EREFP10 | EARTHING | 1*35 | 2500 | 2560 | 2965 | -405 | 0 | Cu/PVC
212 | CABLE | 50 | ECCT1CCB1104EET | LV | 4*4 | 252 | 259 | 129 | 130 | 0 | Cu/XLPE/Bd/Lsh/Bd/SWA/PVC
213 | CABLE | 50 | ECCT1CCB1104FFT | LV | 4*6 | 11334 | 10034 | 10034 | 0 | 1300 | Cu/XLPE/Bd/Lsh/Bd/SWA/PVC |  | مطابق Shortage اضاف شده است
214 | CABLE | 50 | ECCT1CCB1104GGT | LV | 4*10 | 5618 | 4618 | 4618 | 0 | 1000 | Cu/XLPE/Bd/Lsh/Bd/SWA/PVC |  | مطابق Shortage اضاف شده است
215 | CABLE | 50 | ECCT1CCB1104HHT | LV | 4*16 | 6243 | 5243 | 4185 | 1058 | 1000 | Cu/XLPE/Bd/Lsh/Bd/SWA/PVC |  | مطابق Shortage اضاف شده است
216 | CABLE | 50 | ECCT1CCB1105IHT | LV | 3*25+16 | 820 | 843 | 843 | 0 | 0 | Cu/XLPE/Bd/Lsh/Bd/SWA/PVC
217 | CABLE | 50 | ECCV1CCB1103DDD | LV | 3*2.5 | 2500 | 2520 | 2520 | 0 | 0 | Cu/XLPE/Bd/SWA/PVC
218 | CABLE | 51 | ECCR2CCB1110DTT | CONTROL | 7*2.5 | 29200 | 29921 | 29921 | 0 | 0 | Cu/PVC/Bd/Lsh/Bd/SWA/PVC
219 | CABLE | 51 | ECCR2CCB1112DTT | CONTROL | 10*2.5 | 1420 | 1470 | 1470 | 0 | 0 | Cu/PVC/Bd/Lsh/Bd/SWA/PVC |  | Cable List= 2885m
220 | CABLE | 51 | ECCR2CCB1113DTT | CONTROL | 12*2.5 | 3680 | 3791 | 3791 | 0 | 0 | Cu/PVC/Bd/Lsh/Bd/SWA/PVC
221 | CABLE | 51 | ECCS2CCB1108DTT | CONTROL | 5*2.5 | 622 | 640 | 0 | 640 | 0 | Cu/PVC/Bd/SWA/PVC |  | FOR DE-5101
222 | CABLE | 51 | ECCS2CCB1112DTT | CONTROL | 10*2.5 | 310 | 319 | 0 | 319 | 0 | Cu/PVC/Bd/SWA/PVC |  | FOR DE-5101
223 | CABLE | 51 | ECCS2CCB1118DTT | CONTROL | 20*2.5 | 1092 | 1124 | 0 | 1124 | 0 | Cu/PVC/Bd/SWA/PVC |  | FOR DE-5101
224 | CABLE | 51 | EREFP05 | EARTHING | 1*4 | 1120 | 1153 | 0 | 1153 | 0 | Cu/PVC |  | Telecom &Instrument Earthing Cable
225 | CABLE | 51 | EREFP08 | EARTHING | 1*16 | 4360 | 4665 | 4665 | 0 | 0 | Cu/PVC |  | 460m for Telecom. Earthing Cable 600m for instrument. Earthing Cable
226 | CABLE | 51 | EREFP10 | EARTHING | 1*35 | 1140 | 1195 | 1195 | 0 | 0 | Cu/PVC |  | 40m for Telecom. Earthing Cable
227 | CABLE | 51 | EREFP11 | EARTHING | 1*50 | 205 | 211 | 0 | 211 | 0 | Cu/PVC |  | FOR DE-5101
228 | CABLE | 51 | EREFP12 | EARTHING | 1*70 | 5700 | 5866 | 5866 | 0 | 0 | Cu/PVC
229 | CABLE | 51 | ECCV1CCB1104DDD | LV | 4*2.5 | 203 | 103 | 103 | 0 | 100 | Cu/XLPE/Bd/SWA/PVC | USED FOR (1PH+1PH+N+PE) EQUIPMENTS (LIGHTING FIXTURE BY BATTERY BACK-UP) | مطابق Shortage اضاف شده است
230 | CABLE | 51 | ECCV1CCB1104FFF | LV | 4*6 | 510 | 525 | 525 | 0 | 0 | Cu/XLPE/Bd/SWA/PVC |  | USED FOR (1PH+1PH+N+PE) EQUIPMENTS (LIGHTING FIXTURE BY BATTERY BACK-UP)
231 | CABLE | 51 | ECCV1CCB1105IHT | LV | 3*25+16 | 55 | 56 | 0 | 56 | 0 | Cu/XLPE/Bd/SWA/PVC |  | USED FOR (3PH+PE) EQUIPMENTS
232 | CABLE | 51 | ECCV1CCB1103DDD | LV | 3*2.5 | 2780 | 2580 | 2580 | 0 | 200 | Cu/XLPE/Bd/SWA/PVC |  | مطابق Shortage اضاف شده است
233 | CABLE | 51 | ECCV1CCB1103EEE | LV | 3*4 | 460 | 474 | 474 | 0 | 0 | Cu/XLPE/Bd/SWA/PVC |  | USED FOR (1PH+N+PE) EQUIPMENTS
234 | CABLE | 51 | ECCV1CCB1103FFF | LV | 3*6 | 10815 | 10315 | 10315 | 0 | 500 | Cu/XLPE/Bd/SWA/PVC | USED FOR (1PH+N+PE) EQUIPMENTS | مطابق Shortage اضاف شده است
235 | CABLE | 51 | ECCT1CCB1102FFT | LV | 2*6 | 745 | 767 | 767 | 0 | 0 | Cu/XLPE/Bd/Lsh/Bd/SWA/PVC |  | FOR UPS LOADS
236 | CABLE | 51 | ECCT1CCB1102GGT | LV | 2*10 | 2265 | 2283 | 2283 | 0 | 0 | Cu/XLPE/Bd/Lsh/Bd/SWA/PVC |  | FOR UPS LOADS
237 | CABLE | 51 | ECCT1CCB1102HHT | LV | 2*16 | 325 | 334 | 334 | 0 | 0 | Cu/XLPE/Bd/Lsh/Bd/SWA/PVC |  | FOR UPS LOADS
238 | CABLE | 51 | ECCT1CCB1102IIT | LV | 2*25 | 325 | 334 | 334 | 0 | 0 | Cu/XLPE/Bd/Lsh/Bd/SWA/PVC |  | FOR UPS LOADS
239 | CABLE | 51 | ECCT1CCB1102MMT | LV | 2*95 | 800 | 813 | 813 | 0 | 0 | Cu/XLPE/Bd/Lsh/Bd/SWA/PVC |  | FOR UPS LOADS
240 | CABLE | 51 | ECCT1CCB1103ETT | LV | 3*4 | 215 | 221 | 0 | 221 | 0 | Cu/XLPE/Bd/Lsh/Bd/SWA/PVC |  | USED FOR (3PH) EQUIPMENTS
241 | CABLE | 51 | ECCT1CCB1103FTT | LV | 3*6 | 455 | 469 | 469 | 0 | 0 | Cu/XLPE/Bd/Lsh/Bd/SWA/PVC |  | USED FOR (3PH) EQUIPMENTS
242 | CABLE | 51 | ECCT1CCB1103GTT | LV | 3*10 | 285 | 294 | 294 | 0 | 0 | Cu/XLPE/Bd/Lsh/Bd/SWA/PVC |  | USED FOR (3PH) EQUIPMENTS
243 | CABLE | 51 | ECCT1CCB1103HTT | LV | 3*16 | 1300 | 1339 | 1339 | 0 | 0 | Cu/XLPE/Bd/Lsh/Bd/SWA/PVC |  | USED FOR (3PH) EQUIPMENTS
244 | CABLE | 51 | ECCT1CCB1103ITT | LV | 3*25 | 700 | 709 | 709 | 0 | 0 | Cu/XLPE/Bd/Lsh/Bd/SWA/PVC |  | USED FOR (3PH) EQUIPMENTS
245 | CABLE | 51 | ECCT1CCB1103JTT | LV | 3*35 | 1123 | 1145 | 1145 | 0 | 0 | Cu/XLPE/Bd/Lsh/Bd/SWA/PVC |  | USED FOR (3PH) EQUIPMENTS
246 | CABLE | 51 | ECCT1CCB1103LTT | LV | 3*70 | 5795 | 5922 | 5922 | 0 | 0 | Cu/XLPE/Bd/Lsh/Bd/SWA/PVC |  | USED FOR (3PH) EQUIPMENTS | Cable List= 6530m
247 | CABLE | 51 | ECCT1CCB1103MTT | LV | 3*95 | 12700 | 13046 | 13046 | 0 | 0 | Cu/XLPE/Bd/Lsh/Bd/SWA/PVC |  | USED FOR (3PH) EQUIPMENTS | Cable List= 13430m
248 | CABLE | 51 | ECCT1CCB1103NTT | LV | 3*120 | 950 | 974 | 974 | 0 | 0 | Cu/XLPE/Bd/Lsh/Bd/SWA/PVC |  | USED FOR (3PH) EQUIPMENTS
249 | CABLE | 51 | ECCT1CCB1103OTT | LV | 3*150 | 1460 | 1500 | 1315 | 185 | 0 | Cu/XLPE/Bd/Lsh/Bd/SWA/PVC |  | 180m FOR DESALTER PACKAGE(USED FOR (3PH) EQUIPMENTS)
250 | CABLE | 51 | ECCT1CCB1103QTT | LV | 3*240 | 1145 | 1174 | 1174 | 0 | 0 | Cu/XLPE/Bd/Lsh/Bd/SWA/PVC |  | FOR DE-5101(USED FOR (3PH) EQUIPMENTS)
251 | CABLE | 51 | ECCT1CCB1105IHT | LV | 3*25+16 | 840 | 849 | 849 | 0 | 0 | Cu/XLPE/Bd/Lsh/Bd/SWA/PVC
252 | CABLE | 51 | ECCT1CCB1105LJT | LV | 3*70+35 | 800 | 819 | 819 | 0 | 0 | Cu/XLPE/Bd/Lsh/Bd/SWA/PVC
253 | CABLE | 51 | ECCT1CCB1105MKT | LV | 3*95+50 | 280 | 280 | 280 | 0 | 0 | Cu/XLPE/Bd/Lsh/Bd/SWA/PVC
254 | CABLE | 51 | ECCT1CCB1105NLT | LV | 3*120+70 | 1070 | 1090 | 1090 | 0 | 0 | Cu/XLPE/Bd/Lsh/Bd/SWA/PVC
255 | CABLE | 51 | ECCT1CCB1104EET | LV | 4*4 | 630 | 957 | 957 | 0 | 0 | Cu/XLPE/Bd/Lsh/Bd/SWA/PVC |  | 315 m FOR TR-TK-003 (CATHODIC PROTECTION SYSTEM FOR UNIT 75) has been eliminated here and considered in unit 75-USED FOR (3PH+N) EQUIPMENTS
256 | CABLE | 51 | ECCT1CCB1104FFT | LV | 4*6 | 1200 | 1235 | 1235 | 0 | 0 | Cu/XLPE/Bd/Lsh/Bd/SWA/PVC |  | USED FOR (3PH+N) EQUIPMENTS
257 | CABLE | 51 | ECCT1CCB1104GGT | LV | 4*10 | 1145 | 1179 | 1179 | 0 | 0 | Cu/XLPE/Bd/Lsh/Bd/SWA/PVC |  | USED FOR (3PH+N) EQUIPMENTS
258 | CABLE | 51 | ECCT1CCB1104HHT | LV | 4*16 | 360 | 361 | 361 | 0 | 0 | Cu/XLPE/Bd/Lsh/Bd/SWA/PVC |  | USED FOR (3PH+N) EQUIPMENTS
259 | CABLE | 51 | ECCT1CCB1104IIT | LV | 4*25 | 1260 | 1283 | 1283 | 0 | 0 | Cu/XLPE/Bd/Lsh/Bd/SWA/PVC |  | USED FOR (3PH+N) EQUIPMENTS
260 | CABLE | 51 | ECCT1CCB1103EEE | LV | 3*4 | 425 | 437 | 437 | 0 | 0 | Cu/XLPE/Bd/Lsh/Bd/SWA/PVC |  | FOR DE-5101(USED FOR (1PH+N+PE) EQUIPMENTS)
261 | CABLE | 51 | ECCT1CCB1104FFF | LV | 4*6 | 205 | 211 | 211 | 0 | 0 | Cu/XLPE/Bd/Lsh/Bd/SWA/PVC |  | USED FOR (1PH+1PH+N+PE) EQUIPMENTS (LIGHTING FIXTURE BY BATTERY BACK-UP)
262 | CABLE | 51 | ECCT1CCB1103FFF | LV | 3*6 | 16595 | 17006 | 17006 | 0 | 0 | Cu/XLPE/Bd/Lsh/Bd/SWA/PVC |  | USED FOR (1PH+N+PE) EQUIPMENTS
263 | CABLE | 51 | ECCT1CCB1103GGG | LV | 3*10 | 3920 | 4057 | 4057 | 0 | 0 | Cu/XLPE/Bd/Lsh/Bd/SWA/PVC |  | USED FOR (1PH+N+PE) EQUIPMENTS
264 | CABLE | 51 | ECCT1CCB1103HHH | LV | 3*16 | 2670 | 2730 | 2730 | 0 | 0 | Cu/XLPE/Bd/Lsh/Bd/SWA/PVC |  | USED FOR (1PH+N+PE) EQUIPMENTS
265 | CABLE | 51 | ECCT1CCB1103HHH | LV | 3*25 | 500 | 513 | 513 | 0 | 0 | Cu/XLPE/Bd/Lsh/Bd/SWA/PVC |  | FOR SOCKET OUTLET OF H-5101 AND H-5103
266 | CABLE | 51 | ECCT1CCB1105ITH | LV | 3*25+16 | 305 | 314 | 314 | 0 | 0 | Cu/XLPE/Bd/Lsh/Bd/SWA/PVC |  | USED FOR (3PH+PE) EQUIPMENTS
267 | CABLE | 51 | ECCT1CCB1105JTH | LV | 3*35+16 | 435 | 470 | 470 | 0 | 0 | Cu/XLPE/Bd/Lsh/Bd/SWA/PVC |  | USED FOR (3PH+PE) EQUIPMENTS
268 | CABLE | 51 | ECCY1KCB1103MTT | MV | 3*95 | 9560 | 9799 | 9799 | 0 | 0 | Cu/SC/XLPE/SC/SCR/Bd/PVC/Lsh/Bd/SWA/PVC
269 | CABLE | 51 | ECCY1KCB1103NTT | MV | 3*120 | 1875 | 1926 | 1926 | 0 | 0 | Cu/SC/XLPE/SC/SCR/Bd/PVC/Lsh/Bd/SWA/PVC
270 | CABLE | 51 | ECCY1KCB1103QTT | MV | 3*240 | 1320 | 1350 | 1350 | 0 | 0 | Cu/SC/XLPE/SC/SCR/Bd/PVC/Lsh/Bd/SWA/PVC
271 | CABLE | 51 | ICCA1215123030_72 | CONTROL | 6T*0.75 | 11410 | 11693 | 11693 | 0 | 0 | Cu/PVC/CSCR/Bd/Lsh/Bd/SWA/PVC |  | RTD
272 | CABLE | 55 | ECCR2CCB1110DTT | CONTROL | 7*2.5 | 6095 | 6208 | 6208 | 0 | 0 | Cu/PVC/Bd/Lsh/Bd/SWA/PVC
273 | CABLE | 55 | ECCR2CCB1113DTT | CONTROL | 10*2.5 | 1485 | 1499 | 1499 | 0 | 0 | Cu/PVC/Bd/Lsh/Bd/SWA/PVC
274 | CABLE | 55 | EREFP05 | EARTHING | 1*4 | 570 | 587 | 0 | 587 | 0 | Cu/PVC |  | Telecom & Instrument Earthing Cable
275 | CABLE | 55 | EREFP08 | EARTHING | 1*16 | 950 | 975 | 975 | 0 | 0 | Cu/PVC |  | 300m for Telecom. Earthing Cable 300m for INS. Earthing Cable(EARTH BAR CONNECTION)
276 | CABLE | 55 | EREFP10 | EARTHING | 1*35 | 350 | 358 | 358 | 0 | 0 | Cu/PVC
277 | CABLE | 55 | EREFP12 | EARTHING | 1*70 | 900 | 927 | 927 | 0 | 0 | Cu/PVC
278 | CABLE | 55 | ECCT1CCB1102HHT | LV | 2*16 | 490 | 502 | 360 | 142 | 0 | Cu/XLPE/Bd/Lsh/Bd/SWA/PVC
279 | CABLE | 55 | ECCT1CCB1103HTT | LV | 3*16 | 825 | 849 | 849 | 0 | 0 | Cu/XLPE/Bd/Lsh/Bd/SWA/PVC
280 | CABLE | 55 | ECCT1CCB1103KTT | LV | 3*50 | 960 | 982 | 855 | 127 | 0 | Cu/XLPE/Bd/Lsh/Bd/SWA/PVC
281 | CABLE | 55 | ECCT1CCB1103LTT | LV | 3*70 | 1313 | 1344 | 1191 | 153 | 0 | Cu/XLPE/Bd/Lsh/Bd/SWA/PVC
282 | CABLE | 55 | ECCT1CCB1103MTT | LV | 3*95 | 921 | 947 | 816 | 131 | 0 | Cu/XLPE/Bd/Lsh/Bd/SWA/PVC
283 | CABLE | 55 | ECCT1CCB1103NTT | LV | 3*120 | 800 | 816 | 699 | 117 | 0 | Cu/XLPE/Bd/Lsh/Bd/SWA/PVC
284 | CABLE | 55 | ECCT1CCB1103OTT | LV | 3*150 | 890 | 912 | 788 | 124 | 0 | Cu/XLPE/Bd/Lsh/Bd/SWA/PVC
285 | CABLE | 55 | ECCT1CCB1103QTT | LV | 3*240 | 2787 | 2863 | 2315 | 548 | 0 | Cu/XLPE/Bd/Lsh/Bd/SWA/PVC
286 | CABLE | 55 | ECCT1CCB1105LJT | LV | 3*70+35 | 435 | 444 | 444 | 0 | 0 | Cu/XLPE/Bd/Lsh/Bd/SWA/PVC
287 | CABLE | 55 | ECCT1CCB1105NLT | LV | 3*120+70 | 435 | 448 | 448 | 0 | 0 | Cu/XLPE/Bd/Lsh/Bd/SWA/PVC
288 | CABLE | 55 | ECCT1CCB1105OLT | LV | 3*150+70 | 845 | 866 | 846 | 20 | 0 | Cu/XLPE/Bd/Lsh/Bd/SWA/PVC
289 | CABLE | 55 | ECCT1CCB1104EET | LV | 4*4 | 490 | 496 | 496 | 0 | 0 | Cu/XLPE/Bd/Lsh/Bd/SWA/PVC
290 | CABLE | 55 | ECCT1CCB1104IIT | LV | 4*25 | 1360 | 1387 | 1387 | 0 | 0 | Cu/XLPE/Bd/Lsh/Bd/SWA/PVC
291 | CABLE | 55 | ECCT1CCB1105ITH | LV | 3*25+16 | 245 | 252 | 252 | 0 | 0 | Cu/XLPE/Bd/Lsh/Bd/SWA/PVC |  | USED FOR (3PH+PE) EQUIPMENTS
292 | CABLE | 55 | ECCT1CCB1104FFF | LV | 4*6 | 85 | 88 | 88 | 0 | 0 | Cu/XLPE/Bd/Lsh/Bd/SWA/PVC |  | USED FOR (1PH+1PH+N+PE) EQUIPMENTS (LIGHTING FIXTURE BY BATTERY BACK-UP)
293 | CABLE | 55 | ECCT1CCB1103FFF | LV | 3*6 | 2930 | 2990 | 2990 | 0 | 0 | Cu/XLPE/Bd/Lsh/Bd/SWA/PVC |  | USED FOR (1PH+N+PE) EQUIPMENTS
294 | CABLE | 55 | ECCT1CCB1103GGG | LV | 3*10 | 560 | 577 | 577 | 0 | 0 | Cu/XLPE/Bd/Lsh/Bd/SWA/PVC |  | USED FOR (1PH+N+PE) EQUIPMENTS
295 | CABLE | 55 | ECCT1CCB1103HHH | LV | 3*16 | 1050 | 1076 | 1076 | 0 | 0 | Cu/XLPE/Bd/Lsh/Bd/SWA/PVC |  | USED FOR (1PH+N+PE) EQUIPMENTS
296 | CABLE | 55 | ECCV1CCB1104DDD | LV | 4*2.5 | 151 | 51 | 51 | 0 | 100 | Cu/XLPE/Bd/SWA/PVC | USED FOR (1PH+1PH+N+PE) EQUIPMENTS (LIGHTING FIXTURE BY BATTERY BACK-UP) | مطابق Shortage اضاف شده است
297 | CABLE | 55 | ECCV1CCB1104FFF | LV | 4*6 | 265 | 273 | 273 | 0 | 0 | Cu/XLPE/Bd/SWA/PVC |  | USED FOR (1PH+1PH+N+PE) EQUIPMENTS (LIGHTING FIXTURE BY BATTERY BACK-UP)
298 | CABLE | 55 | ECCV1CCB1103DDD | LV | 3*2.5 | 1020 | 820 | 820 | 0 | 200 | Cu/XLPE/Bd/SWA/PVC |  | مطابق Shortage اضاف شده است
299 | CABLE | 55 | ECCV1CCB1103EEE | LV | 3*4 | 400 | 412 | 412 | 0 | 0 | Cu/XLPE/Bd/SWA/PVC |  | USED FOR (1PH+N+PE) EQUIPMENTS
300 | CABLE | 55 | ECCV1CCB1103FFF | LV | 3*6 | 5938 | 5438 | 5438 | 0 | 500 | Cu/XLPE/Bd/SWA/PVC | USED FOR (1PH+N+PE) EQUIPMENTS | مطابق Shortage اضاف شده است
301 | CABLE | 55 | ECCV1CCB1103HHH | LV | 3*16 | 550 | 550 | 550 | 0 | 0 | Cu/XLPE/Bd/SWA/PVC |  | USED FOR (1PH+N+PE) EQUIPMENTS
302 | CABLE | 55 | ECCV1CCB1105ITH | LV | 3*25+16 | 50 | 51 | 0 | 51 | 0 | Cu/XLPE/Bd/SWA/PVC |  | USED FOR (3PH+PE) EQUIPMENTS |  | آیتم کد با پکینگ مغایرت دارد -باید بررسی شود
303 | CABLE | 61 | ECCR2CCB1113DTT | CONTROL | 12*2.5 | 249 | 256 | 256 | 0 | 0 | Cu/PVC/Bd/Lsh/Bd/SWA/PVC
304 | CABLE | 61 | EREFP08 | EARTHING | 1*16 | 80 | 82 | 82 | 0 | 0 | Cu/PVC
305 | CABLE | 61 | EREFP10 | EARTHING | 1*35 | 275 | 283 | 283 | 0 | 0 | Cu/PVC
306 | CABLE | 61 | EREFP12 | EARTHING | 1*70 | 563 | 579 | 579 | 0 | 0 | Cu/PVC
307 | CABLE | 61 | ECCT1CCB1103ETT | LV | 3*4 | 749 | 755 | 755 | 0 | 0 | Cu/XLPE/Bd/Lsh/Bd/SWA/PVC
308 | CABLE | 61 | ECCT1CCB1103EEE | LV | 3*4 | 437 | 450 | 450 | 0 | 0 | Cu/XLPE/Bd/Lsh/Bd/SWA/PVC |  | USED FOR (1PH+N+PE) EQUIPMENTS
309 | CABLE | 61 | ECCT1CCB1103DDD | LV | 3*2.5 | 506 | 520 | 520 | 0 | 0 | Cu/XLPE/Bd/Lsh/Bd/SWA/PVC |  | USED FOR (1PH+N+PE) EQUIPMENTS
310 | CABLE | 61 | ECCT1CCB1103FFF | LV | 3*6 | 1452 | 1485 | 1485 | 0 | 0 | Cu/XLPE/Bd/Lsh/Bd/SWA/PVC |  | USED FOR (1PH+N+PE) EQUIPMENTS
311 | CABLE | 61 | ECCT1CCB1103GGG | LV | 3*10 | 796 | 819 | 819 | 0 | 0 | Cu/XLPE/Bd/Lsh/Bd/SWA/PVC |  | USED FOR (1PH+N+PE) EQUIPMENTS
312 | CABLE | 61 | ECCT1CCB1103III | LV | 3*25 | 288 | 296 | 296 | 0 | 0 | Cu/XLPE/Bd/Lsh/Bd/SWA/PVC |  | USED FOR (1PH+N+PE) EQUIPMENTS
313 | CABLE | 61 | ECCT1CCB1103NTT | LV | 3*120 | 368 | 379 | 379 | 0 | 0 | Cu/XLPE/Bd/Lsh/Bd/SWA/PVC
314 | CABLE | 61 | ECCT1CCB1105IHT | LV | 3*25+16 | 414 | 423 | 423 | 0 | 0 | Cu/XLPE/Bd/Lsh/Bd/SWA/PVC
315 | CABLE | 61 | ECCT1CCB1105JHT | LV | 3*35+16 | 120 | 123 | 123 | 0 | 0 | Cu/XLPE/Bd/Lsh/Bd/SWA/PVC
316 | CABLE | 61 | ECCT1CCB1105MKT | LV | 3*95+50 | 236 | 243 | 243 | 0 | 0 | Cu/XLPE/Bd/Lsh/Bd/SWA/PVC
317 | CABLE | 61 | ECCT1CCB1105PMT | LV | 3*185+95 | 276 | 282 | 282 | 0 | 0 | Cu/XLPE/Bd/Lsh/Bd/SWA/PVC
318 | CABLE | 61 | ECCT1CCB1104EET | LV | 4*4 | 435 | 448 | 448 | 0 | 0 | Cu/XLPE/Bd/Lsh/Bd/SWA/PVC
319 | CABLE | 61 | ECCT1CCB1104FFT | LV | 4*6 | 249 | 256 | 256 | 0 | 0 | Cu/XLPE/Bd/Lsh/Bd/SWA/PVC
320 | CABLE | 61 | ECCT1CCB1104FFF | LV | 4*6 | 94 | 97 | 97 | 0 | 0 | Cu/XLPE/Bd/Lsh/Bd/SWA/PVC |  | USED FOR (1PH+1PH+N+PE) EQUIPMENTS (LIGHTING FIXTURE BY BATTERY BACK-UP)
321 | CABLE | 61 | ECCT1CCB1104IIT | LV | 4*25 | 1137 | 1160 | 1160 | 0 | 0 | Cu/XLPE/Bd/Lsh/Bd/SWA/PVC
322 | CABLE | 61 | ECCV1CCB1103DDD | LV | 3*2.5 | 485 | 495 | 495 | 0 | 0 | Cu/XLPE/Bd/SWA/PVC |  | SMALL POWER CABLE(LIGHTING FIXTURE)
323 | CABLE | 61 | ECCV1CCB1104DDD | LV | 4*2.5 | 179 | 79 | 79 | 0 | 100 | Cu/XLPE/Bd/SWA/PVC | USED FOR (1PH+1PH+N+PE) EQUIPMENTS (LIGHTING FIXTURE BY BATTERY BACK-UP) | مطابق Shortage اضاف شده است
324 | CABLE | 61 | ECCV1CCB1103FTT | LV | 3*6 | 472 | 485 | 485 | 0 | 0 | Cu/XLPE/Bd/SWA/PVC
325 | CABLE | 61 | ECCV1CCB1104FFF | LV | 4*6 | 179 | 184 | 184 | 0 | 0 | Cu/XLPE/Bd/SWA/PVC |  | USED FOR (1PH+1PH+N+PE) EQUIPMENTS (LIGHTING FIXTURE BY BATTERY BACK-UP)
326 | CABLE | 61 | ECCY1KCB1103PTT | MV | 3*185 | 391 | 251 | 251 | 0 | 140 | Cu/SC/XLPE/SC/SCR/Bd/PVC/Lsh/Bd/SWA/PVC |  | مطابق Shortage اضاف شده است
327 | CABLE | 75 | ECCR2CCB1110DTT | CONTROL | 7*2.5 | 5865 | 5961 | 5961 | 0 | 0 | Cu/PVC/Bd/Lsh/Bd/SWA/PVC
328 | CABLE | 75 | ECCR2CCB1112DTT | CONTROL | 10*2.5 | 1475 | 1519 | 1377 | 142 | 0 | Cu/PVC/Bd/Lsh/Bd/SWA/PVC
329 | CABLE | 75 | EREFP05 | EARTHING | 1*4 | 600 | 618 | 0 | 618 | 0 | Cu/PVC |  | FOR INSTRUMENT
330 | CABLE | 75 | EREFP08 | EARTHING | 1*16 | 400 | 410 | 410 | 0 | 0 | Cu/PVC
331 | CABLE | 75 | EREFP10 | EARTHING | 1*35 | 500 | 512 | 512 | 0 | 0 | Cu/PVC
332 | CABLE | 75 | EREFP12 | EARTHING | 1*70 | 1100 | 1133 | 1133 | 0 | 0 | Cu/PVC
333 | CABLE | 75 | ECCT1CCB1102HHT | LV | 2*16 | 475 | 487 | 487 | 0 | 0 | Cu/XLPE/Bd/Lsh/Bd/SWA/PVC
334 | CABLE | 75 | ECCT1CCB1103HTT | LV | 3*16 | 2171 | 2171 | 2171 | 0 | 0 | Cu/XLPE/Bd/Lsh/Bd/SWA/PVC
335 | CABLE | 75 | ECCT1CCB1103JTT | LV | 3*35 | 1165 | 1189 | 1122 | 67 | 0 | Cu/XLPE/Bd/Lsh/Bd/SWA/PVC
336 | CABLE | 75 | ECCT1CCB1103LTT | LV | 3*70 | 1660 | 1670 | 1552 | 118 | 0 | Cu/XLPE/Bd/Lsh/Bd/SWA/PVC
337 | CABLE | 75 | ECCT1CCB1103NTT | LV | 3*120 | 3175 | 3241 | 2667 | 574 | 0 | Cu/XLPE/Bd/Lsh/Bd/SWA/PVC
338 | CABLE | 75 | ECCT1CCB1103OTT | LV | 3*150 | 1463 | 1499 | 1225 | 274 | 0 | Cu/XLPE/Bd/Lsh/Bd/SWA/PVC
339 | CABLE | 75 | ECCT1CCB1105JHT | LV | 3*35+16 | 355 | 355 | 355 | 0 | 0 | Cu/XLPE/Bd/Lsh/Bd/SWA/PVC
340 | CABLE | 75 | ECCT1CCB1105NLT | LV | 3*120+70 | 525 | 538 | 538 | 0 | 0 | Cu/XLPE/Bd/Lsh/Bd/SWA/PVC
341 | CABLE | 75 | ECCT1CCB1105OLT | LV | 3*150+70 | 1260 | 1292 | 1292 | 0 | 0 | Cu/XLPE/Bd/Lsh/Bd/SWA/PVC
342 | CABLE | 75 | ECCT1CCB1104EET | LV | 4*4 | 800 | 808 | 626 | 182 | 0 | Cu/XLPE/Bd/Lsh/Bd/SWA/PVC |  | 315 m FOR TR-TK-003 (CATHODIC PROTECTION SYSTEM FOR UNIT 75) has been considerd here .This item had been considered in unit 51 previously-USED FOR (3PH+N) EQUIPMENTS
343 | CABLE | 75 | ECCT1CCB1105ITH | LV | 3*25+16 | 185 | 190 | 190 | 0 | 0 | Cu/XLPE/Bd/Lsh/Bd/SWA/PVC |  | USED FOR (3PH+PE) EQUIPMENTS
344 | CABLE | 75 | ECCT1CCB1105JTH | LV | 3*35+16 | 255 | 255 | 255 | 0 | 0 | Cu/XLPE/Bd/Lsh/Bd/SWA/PVC |  | USED FOR (3PH+PE) EQUIPMENTS
345 | CABLE | 75 | ECCT1CCB1103GGG | LV | 3*10 | 1312 | 1350 | 1350 | 0 | 0 | Cu/XLPE/Bd/Lsh/Bd/SWA/PVC |  | USED FOR (1PH+N+PE) EQUIPMENTS
346 | CABLE | 75 | ECCT1CCB1103HHH | LV | 3*16 | 185 | 185 | 185 | 0 | 0 | Cu/XLPE/Bd/Lsh/Bd/SWA/PVC |  | USED FOR (1PH+N+PE) EQUIPMENTS
347 | CABLE | 75 | ECCT1CCB1103III | LV | 3*25 | 255 | 262 | 262 | 0 | 0 | Cu/XLPE/Bd/Lsh/Bd/SWA/PVC |  | USED FOR (1PH+N+PE) EQUIPMENTS
348 | CABLE | 75 | ECCV1CCB1105ITH | LV | 3*25+16 | 50 | 51 | 0 | 51 | 0 | Cu/XLPE/Bd/SWA/PVC |  | USED FOR (3PH+PE) EQUIPMENTS |  | آیتم کد با پکینگ مغایرت دارد -باید بررسی شود
349 | CABLE | 75 | ECCV1CCB1103EEE | LV | 3*4 | 100 | 103 | 0 | 103 | 0 | Cu/XLPE/Bd/SWA/PVC |  | USED FOR (1PH+N+PE) EQUIPMENTS
350 | CABLE | 75 | ECCY1KCB1103MTT | MV | 3*95 | 990 | 1014 | 1014 | 0 | 0 | Cu/SC/XLPE/SC/SCR/Bd/PVC/Lsh/Bd/SWA/PVC
351 | CABLE | 75 | - | CONTROL | 6T*0.75 | 1008 | 0 | 0 | 0 | 1008 | Cu/PVC/CSCR/Bd/Lsh/Bd/SWA/PVC |  | RTD
352 | CABLE | BD-40-02 | EREFP08 | EARTHING | 1*16 | 10 | 12 | 12 | 0 | 0 | Cu/PVC | U41
353 | CABLE | BD-40-02 | EREFP10 | EARTHING | 1*35 | 121 | 126 | 126 | 0 | 0 | Cu/PVC | U41
354 | CABLE | BD-40-02 | EREFP12 | EARTHING | 1*70 | 117 | 125 | 125 | 0 | 0 | Cu/PVC | U41
355 | CABLE | BD-40-02 | ECCQ1CCB0203DDD | LV | 3*2.5 | 22 | 22 | 0 | 22 | 0 | Cu/PVC/PVC | U41
356 | CABLE | BD-40-02 | ECCQ1CCB0203EEE | LV | 3*4 | 352 | 352 | 0 | 352 | 0 | Cu/PVC/PVC | U41
357 | CABLE | BD-40-02 | ECCQ1CCB0205ITH | LV | 3*25+16 | 10 | 12 | 12 | 0 | 0 | Cu/PVC/PVC | U41
358 | CABLE | BD-40-02 | ECCT1CCB1103FTT | LV | 3*6 | 99 | 101 | 0 | 101 | 0 | Cu/XLPE/Bd/Lsh/Bd/SWA/PVC | U41
359 | CABLE | BD-40-02 | ECCT1CCB1104GGT | LV | 4*10 | 314 | 323 | 0 | 323 | 0 | Cu/XLPE/Bd/Lsh/Bd/SWA/PVC | U41
360 | CABLE | BD-40-02 | ECCT1CCB1104HHT | LV | 4*16 | 314 | 319 | 0 | 319 | 0 | Cu/XLPE/Bd/Lsh/Bd/SWA/PVC | U41
361 | CABLE | BD-40-02 | ECCT1CCB1105KIT | LV | 3*50+25 | 314 | 323 | 0 | 323 | 0 | Cu/XLPE/Bd/Lsh/Bd/SWA/PVC | U41
362 | CABLE | BD-40-10 | EREFP08 | EARTHING | 1*16 | 100 | 102 | 102 | 0 | 0 | Cu/PVC | U42
363 | CABLE | BD-40-10 | EREFP10 | EARTHING | 1*35 | 100 | 105 | 105 | 0 | 0 | Cu/PVC | U42
364 | CABLE | BD-40-10 | EREFP12 | EARTHING | 1*70 | 550 | 565 | 565 | 0 | 0 | Cu/PVC | U42
365 | CABLE | BD-40-10 | ECCQ1CCB0203DDD | LV | 3*2.5 | 430 | 430 | 0 | 430 | 0 | Cu/PVC/PVC | U42 | USED FOR (1PH+N+PE) EQUIPMENTS
366 | CABLE | BD-40-10 | ECCQ1CCB0203EEE | LV | 3*4 | 2180 | 2233 | 0 | 2233 | 0 | Cu/PVC/PVC | U42 | USED FOR (1PH+N+PE) EQUIPMENTS
367 | CABLE | BD-40-10 | ECCQ1CCB0203FFF | LV | 3*6 | 220 | 226 | 0 | 226 | 0 | Cu/PVC/PVC | U42 | USED FOR (1PH+N+PE) EQUIPMENTS
368 | CABLE | BD-40-10 | ECCQ1CCB0204ETE | LV | 4*4 | 555 | 571 | 0 | 571 | 0 | Cu/PVC/PVC | U42 | USED FOR (3PH+PE) EQUIPMENTS
369 | CABLE | BD-40-10 | ECCQ1CCB0205ITH | LV | 3*25+16 | 190 | 195 | 195 | 0 | 0 | Cu/PVC/PVC | U42 | USED FOR (3PH+PE) EQUIPMENTS
370 | CABLE | BD-40-11 | EREFP08 | EARTHING | 1*16 | 65 | 67 | 67 | 0 | 0 | Cu/PVC | U42 | 15 meters have been considered for Telecommunication equipment
371 | CABLE | BD-40-11 | EREFP10 | EARTHING | 1*35 | 50 | 55 | 55 | 0 | 0 | Cu/PVC | U42
372 | CABLE | BD-40-11 | EREFP12 | EARTHING | 1*70 | 95 | 104 | 104 | 0 | 0 | Cu/PVC | U42
373 | CABLE | BD-40-11 | ECCQ1CCB0203DDD | LV | 3*2.5 | 50 | 50 | 0 | 50 | 0 | Cu/PVC/PVC | U42 | USED FOR (1PH+N+PE) EQUIPMENTS
374 | CABLE | BD-40-11 | ECCQ1CCB0203EEE | LV | 3*4 | 360 | 360 | 0 | 360 | 0 | Cu/PVC/PVC | U42 | USED FOR (1PH+N+PE) EQUIPMENTS
375 | CABLE | BD-40-11 | ECCQ1CCB0204ETE | LV | 4*4 | 45 | 46 | 0 | 46 | 0 | Cu/PVC/PVC | U42 | USED FOR (3PH+PE) EQUIPMENTS
376 | CABLE | BD-40-11 | ECCQ1CCB0205ITH | LV | 3*25+16 | 5 | 8 | 8 | 0 | 0 | Cu/PVC/PVC | U42 | USED FOR (3PH+PE) EQUIPMENTS
377 | CABLE | BD-40-11 | ECCT1CCB1103EEE | LV | 3*4 | 230 | 236 | 0 | 236 | 0 | Cu/XLPE/Bd/Lsh/Bd/SWA/PVC | U42 | USED FOR (1PH+N+PE) EQUIPMENTS
378 | CABLE | BD-40-11 | ECCV1CCB1103DDD | LV | 3*2.5 | 45 | 46 | 0 | 46 | 0 | Cu/XLPE/Bd/SWA/PVC | U42 | USED FOR (1PH+N+PE) EQUIPMENTS
379 | CABLE | BD-40-11 | ECCV1CCB1103EEE | LV | 3*4 | 85 | 87 | 0 | 87 | 0 | Cu/XLPE/Bd/SWA/PVC | U42 | USED FOR (1PH+N+PE) EQUIPMENTS
380 | CABLE | BD-40-12 | EREFP08 | EARTHING | 1*16 | 10 | 12 | 12 | 0 | 0 | Cu/PVC | U42 | USED FOR (3PH+PE) EQUIPMENTS
381 | CABLE | BD-40-12 | EREFP10 | EARTHING | 1*35 | 185 | 190 | 190 | 0 | 0 | Cu/PVC | U42 | 10 meters have been considered for Telecommunication equipment
382 | CABLE | BD-40-12 | ECCQ1CCB0203DDD | LV | 3*2.5 | 30 | 30 | 0 | 30 | 0 | Cu/PVC/PVC | U42
383 | CABLE | BD-40-12 | ECCQ1CCB0203EEE | LV | 3*4 | 410 | 415 | 0 | 415 | 0 | Cu/PVC/PVC | U42 | USED FOR (1PH+N+PE) EQUIPMENTS
384 | CABLE | BD-40-12 | ECCQ1CCB0204ETE | LV | 4*4 | 275 | 283 | 0 | 283 | 0 | Cu/PVC/PVC | U42 | USED FOR (1PH+N+PE) EQUIPMENTS
385 | CABLE | CR-40-01 | EREFP10 | EARTHING | 1*35 | 550 | 562 | 562 | 0 | 0 | Cu/PVC
386 | CABLE | CR-40-01 | EREFP12 | EARTHING | 1*70 | 770 | 793 | 793 | 0 | 0 | Cu/PVC
387 | CABLE | CR-40-01 | ECCQ1CCB0203DDD | LV | 3*2.5 | 590 | 607 | 607 | 0 | 0 | Cu/PVC/PVC |  | 1P+N+PE
388 | CABLE | CR-40-01 | ECCQ1CCB0203EEE | LV | 3*4 | 4026 | 4119 | 4119 | 0 | 0 | Cu/PVC/PVC |  | 1P+N+PE
389 | CABLE | CR-40-01 | ECCQ1CCB0202EET | LV | 2*4 | 495 | 509 | 0 | 509 | 0 | Cu/PVC/PVC |  | 1P+N
390 | CABLE | CR-40-02 | EREFP10 | EARTHING | 1*35 | 330 | 335 | 335 | 0 | 0 | Cu/PVC |  | -
391 | CABLE | CR-40-02 | EREFP12 | EARTHING | 1*70 | 770 | 793 | 793 | 0 | 0 | Cu/PVC |  | -
392 | CABLE | CR-40-02 | ECCQ1CCB0203DDD | LV | 3*2.5 | 400 | 412 | 412 | 0 | 0 | Cu/PVC/PVC |  | 1P+N+PE
393 | CABLE | CR-40-02 | ECCQ1CCB0203EEE | LV | 3*4 | 3443 | 3520 | 3520 | 0 | 0 | Cu/PVC/PVC |  | 1P+N+PE
394 | CABLE | CR-40-02 | ECCQ1CCB0202EET | LV | 2*4 | 561 | 577 | 0 | 577 | 0 | Cu/PVC/PVC |  | 1P+N
395 | CABLE | CR-40-03 | EREFP10 | EARTHING | 1*35 | 550 | 566 | 566 | 0 | 0 | Cu/PVC
396 | CABLE | CR-40-03 | EREFP12 | EARTHING | 1*70 | 770 | 793 | 793 | 0 | 0 | Cu/PVC
397 | CABLE | CR-40-03 | ECCQ1CCB0203DDD | LV | 3*2.5 | 495 | 509 | 509 | 0 | 0 | Cu/PVC/PVC |  | 1P+N+PE
398 | CABLE | CR-40-03 | ECCQ1CCB0203EEE | LV | 3*4 | 2893 | 2960 | 2960 | 0 | 0 | Cu/PVC/PVC |  | 1P+N+PE
399 | CABLE | CR-40-03 | ECCQ1CCB0202EET | LV | 2*4 | 715 | 736 | 0 | 736 | 0 | Cu/PVC/PVC |  | 1P+N
400 | CABLE | RIB-40-01 | EREFP10 | EARTHING | 1*35 | 40 | 44 | 44 | 0 | 0 | Cu/PVC
401 | CABLE | RIB-40-01 | EREFP12 | EARTHING | 1*70 | 440 | 450 | 450 | 0 | 0 | Cu/PVC
402 | CABLE | RIB-40-01 | ECCQ1CCB0202EET | LV | 2*4 | 210 | 216 | 0 | 216 | 0 | Cu/PVC/PVC
403 | CABLE | RIB-40-01 | ECCQ1CCB0203EEE | LV | 3*4 | 1230 | 1266 | 1266 | 0 | 0 | Cu/PVC/PVC
404 | CABLE | RIB-40-02 | EREFP10 | EARTHING | 1*35 | 130 | 135 | 135 | 0 | 0 | Cu/PVC
405 | CABLE | RIB-40-02 | EREFP12 | EARTHING | 1*70 | 440 | 450 | 450 | 0 | 0 | Cu/PVC
406 | CABLE | RIB-40-02 | ECCQ1CCB0202EET | LV | 2*4 | 210 | 216 | 0 | 216 | 0 | Cu/PVC/PVC
407 | CABLE | RIB-40-02 | ECCQ1CCB0203EEE | LV | 3*4 | 896 | 919 | 919 | 0 | 0 | Cu/PVC/PVC
408 | CABLE | RIB-40-03 | EREFP10 | EARTHING | 1*35 | 180 | 185 | 185 | 0 | 0 | Cu/PVC
409 | CABLE | RIB-40-03 | EREFP12 | EARTHING | 1*70 | 450 | 460 | 460 | 0 | 0 | Cu/PVC
410 | CABLE | RIB-40-03 | ECCQ1CCB0203DDD | LV | 3*2.5 | 120 | 120 | 0 | 120 | 0 | Cu/PVC/PVC
411 | CABLE | RIB-40-03 | ECCQ1CCB0202EET | LV | 2*4 | 210 | 216 | 0 | 216 | 0 | Cu/PVC/PVC
412 | CABLE | RIB-40-03 | ECCQ1CCB0203EEE | LV | 3*4 | 1400 | 1421 | 1421 | 0 | 0 | Cu/PVC/PVC
413 | CABLE | SS-40-03 | EREFP08 | EARTHING | 1*16 | 100 | 102 | 102 | 0 | 0 | Cu/PVC
414 | CABLE | SS-40-03 | EREFP10 | EARTHING | 1*35 | 429 | 443 | 443 | 0 | 0 | Cu/PVC |  | 613
415 | CABLE | SS-40-03 | EREFP12 | EARTHING | 1*70 | 496 | 505 | 505 | 0 | 0 | Cu/PVC |  | 855
416 | CABLE | SS-40-03 | EREFP14 | EARTHING | 1*120 | 361 | 362 | 362 | 0 | 0 | Cu/PVC
417 | CABLE | SS-40-03 | EREFP16 | EARTHING | 1*185 | 125 | 130 | 130 | 0 | 0 | Cu/PVC
418 | CABLE | SS-40-03 | EREFP18 | EARTHING | 1*300 | 595 | 612 | 612 | 0 | 0 | Cu/PVC
419 | CABLE | SS-40-03 | ECCQ1CCB0203DDD | LV | 3*2.5 | 963 | 990 | 990 | 0 | 0 | Cu/PVC/PVC
420 | CABLE | SS-40-03 | ECCQ1CCB0202EET | LV | 2*4 | 463 | 476 | 0 | 476 | 0 | Cu/PVC/PVC
421 | CABLE | SS-40-03 | ECCQ1CCB0203EEE | LV | 3*4 | 3114 | 3180 | 3180 | 0 | 0 | Cu/PVC/PVC
422 | CABLE | SS-40-03 | ECCQ1CCB0205ITH | LV | 3*25+16 | 160 | 160 | 160 | 0 | 0 | Cu/PVC/PVC
423 | CABLE | SS-40-04 | EREFP08 | EARTHING | 1*16 | 165 | 168 | 168 | 0 | 0 | Cu/PVC
424 | CABLE | SS-40-04 | EREFP10 | EARTHING | 1*35 | 348 | 353 | 353 | 0 | 0 | Cu/PVC |  | 553
425 | CABLE | SS-40-04 | EREFP12 | EARTHING | 1*70 | 716 | 737 | 737 | 0 | 0 | Cu/PVC |  | 1087
426 | CABLE | SS-40-04 | EREFP14 | EARTHING | 1*120 | 92 | 94 | 94 | 0 | 0 | Cu/PVC
427 | CABLE | SS-40-04 | EREFP16 | EARTHING | 1*185 | 124 | 130 | 130 | 0 | 0 | Cu/PVC
428 | CABLE | SS-40-04 | EREFP18 | EARTHING | 1*300 | 903 | 930 | 930 | 0 | 0 | Cu/PVC
429 | CABLE | SS-40-04 | ECCQ1CCB0203DDD | LV | 3*2.5 | 1013 | 1041 | 1041 | 0 | 0 | Cu/PVC/PVC |  | 1P+N+PE
430 | CABLE | SS-40-04 | ECCQ1CCB0202EET | LV | 2*4 | 463 | 476 | 0 | 476 | 0 | Cu/PVC/PVC
431 | CABLE | SS-40-04 | ECCQ1CCB0203EEE | LV | 3*4 | 3103 | 3180 | 3180 | 0 | 0 | Cu/PVC/PVC |  | 1P+N+PE
432 | CABLE | SS-40-04 | ECCQ1CCB0205ITH | LV | 3*25+16 | 111 | 111 | 111 | 0 | 0 | Cu/PVC/PVC |  | 3P+PE
433 | CABLE | SS-40-05 | EREFP08 | EARTHING | 1*16 | 75 | 77 | 77 | 0 | 0 | Cu/PVC
434 | CABLE | SS-40-05 | EREFP10 | EARTHING | 1*35 | 360 | 372 | 372 | 0 | 0 | Cu/PVC |  | 612
435 | CABLE | SS-40-05 | EREFP12 | EARTHING | 1*70 | 531 | 540 | 540 | 0 | 0 | Cu/PVC |  | 940
436 | CABLE | SS-40-05 | EREFP14 | EARTHING | 1*120 | 25 | 26 | 26 | 0 | 0 | Cu/PVC
437 | CABLE | SS-40-05 | EREFP16 | EARTHING | 1*185 | 305 | 309 | 309 | 0 | 0 | Cu/PVC
438 | CABLE | SS-40-05 | EREFP18 | EARTHING | 1*300 | 689 | 709 | 709 | 0 | 0 | Cu/PVC
439 | CABLE | SS-40-05 | ECCQ1CCB0203DDD | LV | 3*2.5 | 880 | 905 | 905 | 0 | 0 | Cu/PVC/PVC |  | 1P+N+PE
440 | CABLE | SS-40-05 | ECCQ1CCB0202EET | LV | 2*4 | 462 | 475 | 0 | 475 | 0 | Cu/PVC/PVC |  | 1P+N
441 | CABLE | SS-40-05 | ECCQ1CCB0203EEE | LV | 3*4 | 2789 | 2864 | 2864 | 0 | 0 | Cu/PVC/PVC |  | 1P+N+PE
442 | CABLE | SS-40-05 | ECCQ1CCB0205ITH | LV | 3*25+16 | 176 | 176 | 176 | 0 | 0 | Cu/PVC/PVC |  | 3P+PE
443 | CABLE | SS-40-09 | EREFP08 | EARTHING | 1*16 | 61 | 63 | 63 | 0 | 0 | Cu/PVC
444 | CABLE | SS-40-09 | EREFP10 | EARTHING | 1*35 | 369 | 382 | 382 | 0 | 0 | Cu/PVC |  | 552
445 | CABLE | SS-40-09 | EREFP12 | EARTHING | 1*70 | 564 | 580 | 580 | 0 | 0 | Cu/PVC |  | 930
446 | CABLE | SS-40-09 | EREFP14 | EARTHING | 1*120 | 25 | 26 | 26 | 0 | 0 | Cu/PVC
447 | CABLE | SS-40-09 | EREFP16 | EARTHING | 1*185 | 88 | 92 | 92 | 0 | 0 | Cu/PVC
448 | CABLE | SS-40-09 | EREFP18 | EARTHING | 1*300 | 778 | 801 | 801 | 0 | 0 | Cu/PVC
449 | CABLE | SS-40-09 | ECCQ1CCB0203DDD | LV | 3*2.5 | 880 | 905 | 905 | 0 | 0 | Cu/PVC/PVC |  | P+N+PE
450 | CABLE | SS-40-09 | ECCQ1CCB0202EET | LV | 2*4 | 462 | 475 | 0 | 475 | 0 | Cu/PVC/PVC |  | P+N
451 | CABLE | SS-40-09 | ECCQ1CCB0203EEE | LV | 3*4 | 3350 | 3415 | 3415 | 0 | 0 | Cu/PVC/PVC |  | P+N+PE
452 | CABLE | SS-40-09 | ECCQ1CCB0205ITH | LV | 3*25+16 | 248 | 248 | 248 | 0 | 0 | Cu/PVC/PVC |  | 3P+PE
453 | CABLE | SS-40-03 | ECCS2CCB1103DTT | CONTROL | 3*2.5 | 177 | 180 | 0 | 180 | 0 | Cu/PVC/Bd/SWA/PVC | SS-48-03
454 | CABLE | SS-40-03 | ECCS2CCB1108DTT | CONTROL | 5*2.5 | 4726 | 4858 | 0 | 4858 | 0 | Cu/PVC/Bd/SWA/PVC | SS-48-03
455 | CABLE | SS-40-03 | ECCS2CCB1112DTT | CONTROL | 10*2.5 | 1812 | 1830 | 0 | 1830 | 0 | Cu/PVC/Bd/SWA/PVC | SS-48-03
456 | CABLE | SS-40-03 | ECCS2CCB1118DTT | CONTROL | 20*2.5 | 1398 | 1440 | 0 | 1440 | 0 | Cu/PVC/Bd/SWA/PVC | SS-48-03
457 | CABLE | SS-40-03 | ECCR2CCB1125DTT | CONTROL | 48*2.5 | 11536 | 11764 | 0 | 11764 | 0 | Cu/PVC/Bd/Lsh/Bd/SWA/PVC | SS-48-03
458 | CABLE | SS-40-03 | EREFP08 | Earthing | 1*16 | 1286 | 1300 | 0 | 1300 | 0 | Cu/PVC | SS-48-03 | Telecome, Earthing Cable, (Buildings of Unit-96)
459 | CABLE | SS-40-03 | EREFP10 | Earthing | 1*35 | 2400 | 2420 | 0 | 2420 | 0 | Cu/PVC | SS-48-03 | Instrument Earthing Cable
460 | CABLE | SS-40-03 | ICCB1115143030_23 | CONTROL | 1*2*1.5 | 248 | 0 | 0 | 0 | 248 | PVC | SS-48-03 | Flame-Retardant Cable
461 | CABLE | SS-40-03 | ICCB1115143030_23 | CONTROL | 12*2*0.75 | 1648 | 0 | 0 | 0 | 1648 | PVC | SS-48-03 | Flame-Retardant Cable
462 | CABLE | SS-40-03 | ECDA1CCB1101QTT | LV | 1*240 | 1407 | 1446 | 0 | 1446 | 0 | Cu/XLPE/Bd/AWA/PVC | SS-48-03
463 | CABLE | SS-40-03 | ECDA1CCB1101RTT | LV | 1*300 | 1876 | 1885 | 0 | 1885 | 0 | Cu/XLPE/Bd/AWA/PVC | SS-48-03
464 | CABLE | SS-40-03 | ECCT1CCB1103OTT | LV | 3*150 | 1422 | 1464 | 0 | 1464 | 0 | Cu/XLPE/Bd/Lsh/Bd/SWA/PVC | SS-48-03 | USED FOR (3PH) EQUIPMENTS
465 | CABLE | SS-40-03 | ECCT1CCB1103PTT | LV | 3*185 | 5568 | 5702 | 0 | 5702 | 0 | Cu/XLPE/Bd/Lsh/Bd/SWA/PVC | SS-48-03 | USED FOR (3PH) EQUIPMENTS
466 | CABLE | SS-40-03 | ECCT1CCB1105IHT | LV | 3*25+16 | 720 | 741 | 0 | 741 | 0 | Cu/XLPE/Bd/Lsh/Bd/SWA/PVC | SS-48-03 | USED FOR (3PH+N) EQUIPMENTS
467 | CABLE | SS-40-03 | ECCT1CCB1105JHT | LV | 3*35+16 | 265 | 273 | 0 | 273 | 0 | Cu/XLPE/Bd/Lsh/Bd/SWA/PVC | SS-48-03 | USED FOR (3PH+N) EQUIPMENTS
468 | CABLE | SS-40-03 | ECCT1CCB1105KIT | LV | 3*50+25 | 785 | 801 | 0 | 801 | 0 | Cu/XLPE/Bd/Lsh/Bd/SWA/PVC | SS-48-03 | USED FOR (3PH+N) EQUIPMENTS
469 | CABLE | SS-40-03 | ECCT1CCB1105LJT | LV | 3*70+35 | 260 | 267 | 0 | 267 | 0 | Cu/XLPE/Bd/Lsh/Bd/SWA/PVC | SS-48-03 | USED FOR (3PH+N) EQUIPMENTS
470 | CABLE | SS-40-03 | ECCT1CCB1105MKT | LV | 3*95+50 | 1730 | 1766 | 0 | 1766 | 0 | Cu/XLPE/Bd/Lsh/Bd/SWA/PVC | SS-48-03 | USED FOR (3PH+N) EQUIPMENTS
471 | CABLE | SS-40-03 | ECCT1CCB1105PMT | LV | 3*185+95 | 3795 | 3880 | 0 | 3880 | 0 | Cu/XLPE/Bd/Lsh/Bd/SWA/PVC | SS-48-03 | USED FOR (3PH+N) EQUIPMENTS
472 | CABLE | SS-40-03 | ECCV1CCB1102EET | LV | 2*4 | 400 | 412 | 0 | 412 | 0 | Cu/XLPE/Bd/SWA/PVC | SS-48-03 | (1PH+N) (AC SYSTEM)
473 | CABLE | SS-40-03 | ECCV1CCB1102FFT | LV | 2*6 | 506 | 521 | 0 | 521 | 0 | Cu/XLPE/Bd/SWA/PVC | SS-48-03 | (1PH+N) (AC SYSTEM)
474 | CABLE | SS-40-03 | ECCV1CCB1102GGT | LV | 2*10 | 189 | 195 | 0 | 195 | 0 | Cu/XLPE/Bd/SWA/PVC | SS-48-03 | (1PH+N) (AC SYSTEM)
475 | CABLE | SS-40-03 | ECCV1CCB1102KKT | LV | 2*50 | 420 | 432 | 0 | 432 | 0 | Cu/XLPE/Bd/SWA/PVC | SS-48-03 | (1PH+N) (AC SYSTEM)
476 | CABLE | SS-40-03 | ECCV1CCB1102NNT | LV | 2*120 | 630 | 642 | 0 | 642 | 0 | Cu/XLPE/Bd/SWA/PVC | SS-48-03 | (1PH+N) (AC SYSTEM)
477 | CABLE | SS-40-03 | ECCV1CCB1102FFT | LV | 2*6 | 513 | 528 | 0 | 528 | 0 | Cu/XLPE/Bd/SWA/PVC | SS-48-03 | (1PH+N) (DC SYSTEM)
478 | CABLE | SS-40-03 | ECCV1CCB1102HHT | LV | 2*16 | 267 | 275 | 0 | 275 | 0 | Cu/XLPE/Bd/SWA/PVC | SS-48-03 | (1PH+N) (DC SYSTEM)
479 | CABLE | SS-40-03 | ECCV1CCB1103KTT | LV | 3*50 | 106 | 108 | 0 | 108 | 0 | Cu/XLPE/Bd/SWA/PVC | SS-48-03 | USED FOR (3PH) EQUIPMENTS
480 | CABLE | SS-40-03 | ECCV1CCB1103MTT | LV | 3*95 | 135 | 139 | 0 | 139 | 0 | Cu/XLPE/Bd/SWA/PVC | SS-48-03 | USED FOR (3PH) EQUIPMENTS
481 | CABLE | SS-40-03 | ECCV1CCB1105MKT | LV | 3*95+50 | 100 | 103 | 0 | 103 | 0 | Cu/XLPE/Bd/SWA/PVC | SS-48-03 | USED FOR (3PH+N) EQUIPMENTS
482 | CABLE | SS-40-03 | ECCV1CCB1105PMT | LV | 3*185+95 | 170 | 175 | 0 | 175 | 0 | Cu/XLPE/Bd/SWA/PVC | SS-48-03 | USED FOR (3PH+N) EQUIPMENTS
483 | CABLE | SS-40-03 | ECCV1CCB1104EET | LV | 4*4 | 780 | 794 | 0 | 794 | 0 | Cu/XLPE/Bd/SWA/PVC | SS-48-03 | USED FOR (3PH+N) EQUIPMENTS
484 | CABLE | SS-40-03 | ECCV1CCB1104FFT | LV | 4*6 | 148 | 152 | 0 | 152 | 0 | Cu/XLPE/Bd/SWA/PVC | SS-48-03 | USED FOR (3PH+N) EQUIPMENTS
485 | CABLE | SS-40-03 | ECCV1CCB1104GGT | LV | 4*10 | 190 | 196 | 0 | 196 | 0 | Cu/XLPE/Bd/SWA/PVC | SS-48-03 | USED FOR (3PH+N) EQUIPMENTS
486 | CABLE | SS-40-03 | ECCV1CCB1104GTG | LV | 4*10 | 134 | 138 | 0 | 138 | 0 | Cu/XLPE/Bd/SWA/PVC | SS-48-03 | 3PH+PE
487 | CABLE | SS-40-03 | ECDC1GCB1101RTT | MV | 1*300 | 1470 | 1500 | 0 | 1500 | 0 | Cu/SC/XLPE/SC/SCR/Bd/AWA/PVC | SS-48-03
488 | CABLE | SS-40-03 | ECDC1KCB1101QTT | MV | 1*240 | 630 | 648 | 0 | 648 | 0 | Cu/SC/XLPE/SC/SCR/Bd/AWA/PVC | SS-48-03
489 | CABLE | SS-40-03 | ECDC1KCB1101RTT | MV | 1*300 | 490 | 495 | 0 | 495 | 0 | Cu/SC/XLPE/SC/SCR/Bd/AWA/PVC | SS-48-03
490 | CABLE | SS-40-03 | ECDD1KCB1103OTT | MV | 3*150 | 320 | 329 | 0 | 329 | 0 | Cu/SC/XLPE/SC/SCR/SWA/PVC | SS-48-03
491 | CABLE | SS-40-04 | ECCS2CCB1103DTT | CONTROL | 3*2.5 | 235 | 240 | 0 | 240 | 0 | Cu/PVC/Bd/SWA/PVC | SS-48-04
492 | CABLE | SS-40-04 | ECCS2CCB1108DTT | CONTROL | 5*2.5 | 2870 | 2955 | 0 | 2955 | 0 | Cu/PVC/Bd/SWA/PVC | SS-48-04
493 | CABLE | SS-40-04 | ECCS2CCB1112DTT | CONTROL | 10*2.5 | 1390 | 1415 | 0 | 1415 | 0 | Cu/PVC/Bd/SWA/PVC | SS-48-04
494 | CABLE | SS-40-04 | ECCS2CCB1118DTT | CONTROL | 20*2.5 | 1670 | 1719 | 0 | 1719 | 0 | Cu/PVC/Bd/SWA/PVC | SS-48-04
495 | CABLE | SS-40-04 | ECCR2CCB1125DTT | CONTROL | 48*2.5 | 6370 | 6476 | 0 | 6476 | 0 | Cu/PVC/Bd/Lsh/Bd/SWA/PVC | SS-48-04
496 | CABLE | SS-40-04 | ECDA1CCB1101QTT | LV | 1*240 | 1515 | 1548 | 0 | 1548 | 0 | Cu/XLPE/Bd/AWA/PVC | SS-48-04
497 | CABLE | SS-40-04 | ECDA1CCB1101RTT | LV | 1*300 | 1000 | 1027 | 0 | 1027 | 0 | Cu/XLPE/Bd/AWA/PVC | SS-48-04
498 | CABLE | SS-40-04 | ECCV1CCB1102EET | LV | 2*4 | 630 | 645 | 0 | 645 | 0 | Cu/XLPE/Bd/SWA/PVC | SS-48-04 | (1PH+N) (AC SYSTEM)
499 | CABLE | SS-40-04 | ECCV1CCB1102FFT | LV | 2*6 | 400 | 412 | 0 | 412 | 0 | Cu/XLPE/Bd/SWA/PVC | SS-48-04 | (1PH+N) (DC SYSTEM)
500 | CABLE | SS-40-04 | ECCV1CCB1102FFT | LV | 2*6 | 540 | 556 | 0 | 556 | 0 | Cu/XLPE/Bd/SWA/PVC | SS-48-04 | (1PH+N) (AC SYSTEM)
501 | CABLE | SS-40-04 | ECCV1CCB1102HHT | LV | 2*16 | 225 | 231 | 0 | 231 | 0 | Cu/XLPE/Bd/SWA/PVC | SS-48-04 | (1PH+N) (AC SYSTEM)
502 | CABLE | SS-40-04 | ECCV1CCB1102HHT | LV | 2*16 | 380 | 391 | 0 | 391 | 0 | Cu/XLPE/Bd/SWA/PVC | SS-48-04 | (1PH+N) (DC SYSTEM)
503 | CABLE | SS-40-04 | ECCV1CCB1102KKT | LV | 2*50 | 610 | 628 | 0 | 628 | 0 | Cu/XLPE/Bd/SWA/PVC | SS-48-04 | (1PH+N) (AC SYSTEM)
504 | CABLE | SS-40-04 | ECCV1CCB1103KTT | LV | 3*50 | 120 | 123 | 0 | 123 | 0 | Cu/XLPE/Bd/SWA/PVC | SS-48-04
505 | CABLE | SS-40-04 | ECCV1CCB1103MTT | LV | 3*95 | 175 | 180 | 0 | 180 | 0 | Cu/XLPE/Bd/SWA/PVC | SS-48-04 | 3PH
506 | CABLE | SS-40-04 | ECCV1CCB1104EET | LV | 4*4 | 1865 | 1365 | 0 | 1365 | 500 | Cu/XLPE/Bd/SWA/PVC | SS-48-04 | مطابق Shortage اضاف شده است
507 | CABLE | SS-40-04 | ECCV1CCB1104GGT | LV | 4*10 | 345 | 355 | 0 | 355 | 0 | Cu/XLPE/Bd/SWA/PVC | SS-48-04
508 | CABLE | SS-40-04 | ECCV1CCB1104GTG | LV | 4*10 | 100 | 103 | 0 | 103 | 0 | Cu/XLPE/Bd/SWA/PVC | SS-48-04 | 3PH+PE
509 | CABLE | SS-40-04 | ECCV1CCB1105LJT | LV | 3*70+35 | 100 | 103 | 0 | 103 | 0 | Cu/XLPE/Bd/SWA/PVC | SS-48-04
510 | CABLE | SS-40-04 | ECCV1CCB1105NLT | LV | 3*120+70 | 175 | 180 | 0 | 180 | 0 | Cu/XLPE/Bd/SWA/PVC | SS-48-04
511 | CABLE | SS-40-04 | ECCT1CCB1103NTT | LV | 3*120 | 1380 | 1420 | 0 | 1420 | 0 | Cu/XLPE/Bd/Lsh/Bd/SWA/PVC | SS-48-04 | 3PH+PE
512 | CABLE | SS-40-04 | ECCT1CCB1105PMT | LV | 3*185+95 | 490 | 504 | 0 | 504 | 0 | Cu/XLPE/Bd/Lsh/Bd/SWA/PVC | SS-48-04 | 3PH+PE
513 | CABLE | SS-40-04 | ECCT1CCB1104HHT | LV | 4*16 | 230 | 236 | 0 | 236 | 0 | Cu/XLPE/Bd/Lsh/Bd/SWA/PVC | SS-48-04 | 3PH+PE
514 | CABLE | SS-40-04 | ECCT1CCB1105IHT | LV | 3*25+16 | 230 | 237 | 0 | 237 | 0 | Cu/XLPE/Bd/Lsh/Bd/SWA/PVC | SS-48-04 | 3PH+PE
515 | CABLE | SS-40-04 | ECCT1CCB1105JHT | LV | 3*35+16 | 230 | 237 | 0 | 237 | 0 | Cu/XLPE/Bd/Lsh/Bd/SWA/PVC | SS-48-04 | 3PH+PE
516 | CABLE | SS-40-04 | ECDC1GCB1101RTT | MV | 1*300 | 1380 | 1412 | 0 | 1412 | 0 | Cu/SC/XLPE/SC/SCR/Bd/AWA/PVC | SS-48-04
517 | CABLE | SS-40-04 | ECDC1KCB1101QTT | MV | 1*240 | 490 | 504 | 0 | 504 | 0 | Cu/SC/XLPE/SC/SCR/Bd/AWA/PVC | SS-48-04
518 | CABLE | SS-40-05 | ECCS2CCB1103DTT | CONTROL | 3*2.5 | 170 | 172 | 0 | 172 | 0 | Cu/PVC/Bd/SWA/PVC | SS-48-05
519 | CABLE | SS-40-05 | ECCS2CCB1108DTT | CONTROL | 5*2.5 | 2810 | 2862 | 0 | 2862 | 0 | Cu/PVC/Bd/SWA/PVC | SS-48-05
520 | CABLE | SS-40-05 | ECCS2CCB1112DTT | CONTROL | 10*2.5 | 2652 | 2701 | 0 | 2701 | 0 | Cu/PVC/Bd/SWA/PVC | SS-48-05
521 | CABLE | SS-40-05 | ECCS2CCB1118DTT | CONTROL | 20*2.5 | 1297 | 1336 | 0 | 1336 | 0 | Cu/PVC/Bd/SWA/PVC | SS-48-05
522 | CABLE | SS-40-05 | ECCR2CCB1125DTT | CONTROL | 48*2.5 | 3570 | 3664 | 0 | 3664 | 0 | Cu/PVC/Bd/Lsh/Bd/SWA/PVC | SS-48-05
523 | CABLE | SS-40-05 | ICCB1115143030_23 | CONTROL | 1*2*1.5 | 694 | 0 | 0 | 0 | 694 | PVC | SS-48-05 | Flame-Retardant Cable
524 | CABLE | SS-40-05 | ICCB1115143030_23 | CONTROL | 12*2*0.75 | 735 | 0 | 0 | 0 | 735 | PVC | SS-48-05 | Flame-Retardant Cable
525 | CABLE | SS-40-05 | ECDA1CCB1101QTT | LV | 1*240 | 2448 | 2520 | 0 | 2520 | 0 | Cu/XLPE/Bd/AWA/PVC | SS-48-05
526 | CABLE | SS-40-05 | ECCT1CCB1102DDT | LV | 2*2.5 | 106 | 0 | 0 | 0 | 106 | Cu/XLPE/Bd/Lsh/Bd/SWA/PVC | SS-48-05 | USED FOR (1PH+N) EQUIPMENTS (AC SYSTEM)
527 | CABLE | SS-40-05 | ECCT1CCB1102EET | LV | 2*4 | 1386 | 0 | 0 | 0 | 1386 | Cu/XLPE/Bd/Lsh/Bd/SWA/PVC | SS-48-05 | USED FOR (1PH+N) EQUIPMENTS (AC SYSTEM)
528 | CABLE | SS-40-05 | ECCT1CCB1102EET | LV | 2*6 | 1903 | 0 | 0 | 0 | 1903 | Cu/XLPE/Bd/Lsh/Bd/SWA/PVC | SS-48-05 | USED FOR (1PH+N) EQUIPMENTS (AC SYSTEM)
529 | CABLE | SS-40-05 | ECCT1CCB1102GGT | LV | 2*10 | 725 | 98 | 0 | 98 | 627 | Cu/XLPE/Bd/Lsh/Bd/SWA/PVC | SS-48-05 | USED FOR (1PH+N) EQUIPMENTS (AC SYSTEM)
530 | CABLE | SS-40-05 | ECCT1CCB1102HHT | LV | 2*16 | 812 | 826 | 0 | 826 | 0 | Cu/XLPE/Bd/Lsh/Bd/SWA/PVC | SS-48-05 | USED FOR (1PH+N) EQUIPMENTS (AC SYSTEM)
531 | CABLE | SS-40-05 | ECCT1CCB1102JJT | LV | 2*35 | 360 | 370 | 0 | 370 | 0 | Cu/XLPE/Bd/Lsh/Bd/SWA/PVC | SS-48-05 | USED FOR (1PH+N) EQUIPMENTS (AC SYSTEM)
532 | CABLE | SS-40-05 | ECCT1CCB1102LLT | LV | 2*70 | 460 | 473 | 0 | 473 | 0 | Cu/XLPE/Bd/Lsh/Bd/SWA/PVC | SS-48-05 | USED FOR (1PH+N) EQUIPMENTS (AC SYSTEM)
533 | CABLE | SS-40-05 | ECCT1CCB1103DDD | LV | 3*2.5 | 506 | 0 | 0 | 0 | 506 | Cu/XLPE/Bd/Lsh/Bd/SWA/PVC | SS-48-05 | USED FOR (1PH+N+PE) EQUIPMENTS
534 | CABLE | SS-40-05 | ECCT1CCB1103FFF | LV | 3*6 | 838 | 350 | 350 | 0 | 488 | Cu/XLPE/Bd/Lsh/Bd/SWA/PVC | SS-48-05 | USED FOR (1PH+N+PE) EQUIPMENTS
535 | CABLE | SS-40-05 | ECCT1CCB1103GGG | LV | 3*10 | 658 | 0 | 0 | 0 | 658 | Cu/XLPE/Bd/Lsh/Bd/SWA/PVC | SS-48-05 | USED FOR (1PH+N+PE) EQUIPMENTS
536 | CABLE | SS-40-05 | ECCT1CCB1103III | LV | 3*25 | 288 | 0 | 0 | 0 | 288 | Cu/XLPE/Bd/Lsh/Bd/SWA/PVC | SS-48-05 | USED FOR (1PH+N+PE) EQUIPMENTS
537 | CABLE | SS-40-05 | ECCT1CCB1103PTT | LV | 3*185 | 1260 | 1267 | 1267 | 0 | 0 | Cu/XLPE/Bd/Lsh/Bd/SWA/PVC | SS-48-05 | USED FOR (3PH) EQUIPMENTS
538 | CABLE | SS-40-05 | ECCT1CCB1105IHT | LV | 3*25+16 | 600 | 617 | 0 | 617 | 0 | Cu/XLPE/Bd/Lsh/Bd/SWA/PVC | SS-48-05 | USED FOR (3PH+N) EQUIPMENTS
539 | CABLE | SS-40-05 | ECCT1CCB1105MKT | LV | 3*95+50 | 655 | 664 | 664 | 0 | 0 | Cu/XLPE/Bd/Lsh/Bd/SWA/PVC | SS-48-05 | USED FOR (3PH+N) EQUIPMENTS
540 | CABLE | SS-40-05 | ECCT1CCB1105NLT | LV | 3*120+70 | 285 | 293 | 0 | 293 | 0 | Cu/XLPE/Bd/Lsh/Bd/SWA/PVC | SS-48-05 | USED FOR (3PH+N) EQUIPMENTS
541 | CABLE | SS-40-05 | ECCT1CCB1104FFT | LV | 4*6 | 420 | 432 | 432 | 0 | 0 | Cu/XLPE/Bd/Lsh/Bd/SWA/PVC | SS-48-05 | USED FOR (3PH+N) EQUIPMENTS
542 | CABLE | SS-40-05 | ECCT1CCB1104GGT | LV | 4*10 | 1102 | 1110 | 1110 | 0 | 0 | Cu/XLPE/Bd/Lsh/Bd/SWA/PVC | SS-48-05 | USED FOR (3PH+N) EQUIPMENTS
543 | CABLE | SS-40-05 | ECCT1CCB1104HHT | LV | 4*16 | 463 | 476 | 0 | 476 | 0 | Cu/XLPE/Bd/Lsh/Bd/SWA/PVC | SS-48-05 | USED FOR (3PH+N) EQUIPMENTS
544 | CABLE | SS-40-05 | ECCV1CCB1102EET | LV | 2*4 | 381 | 392 | 0 | 392 | 0 | Cu/XLPE/Bd/SWA/PVC | SS-48-05 | (1PH+N) (AC SYSTEM)
545 | CABLE | SS-40-05 | ECCV1CCB1102FFT | LV | 2*6 | 254 | 261 | 0 | 261 | 0 | Cu/XLPE/Bd/SWA/PVC | SS-48-05 | (1PH+N) (AC SYSTEM)
546 | CABLE | SS-40-05 | ECCV1CCB1102KKT | LV | 2*50 | 106 | 109 | 0 | 109 | 0 | Cu/XLPE/Bd/SWA/PVC | SS-48-05 | (1PH+N) (AC SYSTEM)
547 | CABLE | SS-40-05 | ECCV1CCB1102FFT | LV | 2*6 | 370 | 381 | 0 | 381 | 0 | Cu/XLPE/Bd/SWA/PVC | SS-48-05 | (1PH+N) (DC SYSTEM)
548 | CABLE | SS-40-05 | ECCV1CCB1102HHT | LV | 2*16 | 574 | 591 | 0 | 591 | 0 | Cu/XLPE/Bd/SWA/PVC | SS-48-05 | (1PH+N) (DC SYSTEM)
549 | CABLE | SS-40-05 | ECCV1CCB1103KTT | LV | 3*50 | 60 | 61 | 0 | 61 | 0 | Cu/XLPE/Bd/SWA/PVC | SS-48-05 | USED FOR (3PH) EQUIPMENTS
550 | CABLE | SS-40-05 | ECCV1CCB1105NLT | LV | 3*120+70 | 93 | 95 | 0 | 95 | 0 | Cu/XLPE/Bd/SWA/PVC | SS-48-05 | USED FOR (3PH+N) EQUIPMENTS
551 | CABLE | SS-40-05 | ECCV1CCB1105OLT | LV | 3*150+70 | 155 | 159 | 0 | 159 | 0 | Cu/XLPE/Bd/SWA/PVC | SS-48-05 | USED FOR (3PH+N) EQUIPMENTS
552 | CABLE | SS-40-05 | ECCV1CCB1104EET | LV | 4*4 | 1037 | 1043 | 0 | 1043 | 0 | Cu/XLPE/Bd/SWA/PVC | SS-48-05 | USED FOR (3PH+N) EQUIPMENTS
553 | CABLE | SS-40-05 | ECCV1CCB1104GGT | LV | 4*10 | 287 | 296 | 0 | 296 | 0 | Cu/XLPE/Bd/SWA/PVC | SS-48-05 | USED FOR (3PH+N) EQUIPMENTS
554 | CABLE | SS-40-05 | ECCV1CCB1104GTG | LV | 4*10 | 35 | 36 | 0 | 36 | 0 | Cu/XLPE/Bd/SWA/PVC | SS-48-05 | 3PH+PE
555 | CABLE | SS-40-05 | ECDC1GCB1101RTT | MV | 1*300 | 1660 | 1708 | 0 | 1708 | 0 | Cu/SC/XLPE/SC/SCR/Bd/AWA/PVC | SS-48-05
556 | CABLE | SS-40-05 | ECDC1KCB1101RTT | MV | 1*300 | 1260 | 1287 | 0 | 1287 | 0 | Cu/SC/XLPE/SC/SCR/Bd/AWA/PVC | SS-48-05
557 | CABLE | SS-40-05 | ECDC1KCB1101QTT | MV | 1*240 | 650 | 669 | 0 | 669 | 0 | Cu/SC/XLPE/SC/SCR/Bd/AWA/PVC | SS-48-05
558 | CABLE | SS-40-09 | ECDA1CCB1101QTT | LV | 1*240 | 3531 | 3625 | 3625 | 0 | 0 | Cu/XLPE/Bd/AWA/PVC | SS-48-09
559 | CABLE | SS-40-09 | ECDA1CCB1101RTT | LV | 1*300 | 3192 | 3276 | 3276 | 0 | 0 | Cu/XLPE/Bd/AWA/PVC | SS-48-09
560 | CABLE | SS-40-09 | ECCT1CCB1102GGT | LV | 2*10 | 130 | 134 | 134 | 0 | 0 | Cu/XLPE/Bd/Lsh/Bd/SWA/PVC | SS-48-09 | USED FOR (1PH+N) EQUIPMENTS(AC SYSTEM)
561 | CABLE | SS-40-09 | ECCT1CCB1102HHT | LV | 2*16 | 801 | 821 | 0 | 821 | 0 | Cu/XLPE/Bd/Lsh/Bd/SWA/PVC | SS-48-09 | USED FOR (1PH+N) EQUIPMENTS(AC SYSTEM)
562 | CABLE | SS-40-09 | ECCT1CCB1102IIT | LV | 2*25 | 130 | 134 | 134 | 0 | 0 | Cu/XLPE/Bd/Lsh/Bd/SWA/PVC | SS-48-09 | USED FOR (1PH+N) EQUIPMENTS(AC SYSTEM)
563 | CABLE | SS-40-09 | ECCT1CCB1102OOT | LV | 2*150 | 420 | 432 | 432 | 0 | 0 | Cu/XLPE/Bd/Lsh/Bd/SWA/PVC | SS-48-09 | USED FOR (1PH+N) EQUIPMENTS(AC SYSTEM)
564 | CABLE | SS-40-09 | ECCT1CCB1105OLT | LV | 3*150+70 | 105 | 108 | 108 | 0 | 0 | Cu/XLPE/Bd/Lsh/Bd/SWA/PVC | SS-48-09 | USED FOR (3PH+N) EQUIPMENTS
565 | CABLE | SS-40-09 | ECCT1CCB1105PMT | LV | 3*185+95 | 210 | 216 | 216 | 0 | 0 | Cu/XLPE/Bd/Lsh/Bd/SWA/PVC | SS-48-09 | USED FOR (3PH+N) EQUIPMENTS
566 | CABLE | SS-40-09 | ECCT1CCB1104GGT | LV | 4*10 | 105 | 108 | 108 | 0 | 0 | Cu/XLPE/Bd/Lsh/Bd/SWA/PVC | SS-48-09 | USED FOR (3PH+N) EQUIPMENTS
567 | CABLE | SS-40-09 | ECCT1CCB1104HHT | LV | 4*16 | 105 | 105 | 105 | 0 | 0 | Cu/XLPE/Bd/Lsh/Bd/SWA/PVC | SS-48-09 | USED FOR (3PH+N) EQUIPMENTS
568 | CABLE | SS-40-09 | ECCV1CCB1102DDT | LV | 2*2.5 | 128 | 132 | 0 | 132 | 0 | Cu/XLPE/Bd/SWA/PVC | SS-48-09 | (1PH+N)(AC SYSTEM)
569 | CABLE | SS-40-09 | ECCV1CCB1102FFT | LV | 2*6 | 305 | 314 | 0 | 314 | 0 | Cu/XLPE/Bd/SWA/PVC | SS-48-09 | (1PH+N)(AC SYSTEM)
570 | CABLE | SS-40-09 | ECCV1CCB1102FFT | LV | 2*6 | 477 | 491 | 0 | 491 | 0 | Cu/XLPE/Bd/SWA/PVC | SS-48-09 | (1PH+N)(DC SYSTEM)
571 | CABLE | SS-40-09 | ECCV1CCB1103KTT | LV | 3*50 | 74 | 76 | 76 | 0 | 0 | Cu/XLPE/Bd/SWA/PVC | SS-48-09 | USED FOR (3PH) EQUIPMENTS
572 | CABLE | SS-40-09 | ECCV1CCB1105IHT | LV | 3*25+16 | 94 | 96 | 96 | 0 | 0 | Cu/XLPE/Bd/SWA/PVC | SS-48-09 | USED FOR (3PH+N) EQUIPMENTS
573 | CABLE | SS-40-09 | ECCV1CCB1105NLT | LV | 3*120+70 | 242 | 248 | 248 | 0 | 0 | Cu/XLPE/Bd/SWA/PVC | SS-48-09 | USED FOR (3PH+N) EQUIPMENTS
574 | CABLE | SS-40-09 | ECCV1CCB1104EET | LV | 4*4 | 1218 | 1245 | 1245 | 0 | 0 | Cu/XLPE/Bd/SWA/PVC | SS-48-09 | USED FOR (3PH+N) EQUIPMENTS
575 | CABLE | SS-40-09 | ECCV1CCB1104GGT | LV | 4*10 | 220 | 226 | 226 | 0 | 0 | Cu/XLPE/Bd/SWA/PVC | SS-48-09 | USED FOR (3PH+N) EQUIPMENTS
576 | CABLE | SS-40-09 | ECCV1CCB1104HHT | LV | 4*16 | 95 | 96 | 96 | 0 | 0 | Cu/XLPE/Bd/SWA/PVC | SS-48-09 | USED FOR (3PH+N) EQUIPMENTS
577 | CABLE | SS-40-09 | ECCV1CCB1104GTG | LV | 4*10 | 52 | 53 | 53 | 0 | 0 | Cu/XLPE/Bd/SWA/PVC | SS-48-09 | 3PH+PE
578 | CABLE | SS-40-09 | ECCS2CCB1103DTT | LV | 3*2.5 | 315 | 324 | 0 | 324 | 0 | Cu/PVC/Bd/SWA/PVC | SS-48-09
579 | CABLE | SS-40-09 | ECCS2CCB1108DTT | LV | 5*2.5 | 8415 | 8584 | 0 | 8584 | 0 | Cu/PVC/Bd/SWA/PVC | SS-48-09
580 | CABLE | SS-40-09 | ECCS2CCB1112DTT | LV | 10*2.5 | 2790 | 2865 | 0 | 2865 | 0 | Cu/PVC/Bd/SWA/PVC | Unit 46 | SS-48-09
581 | CABLE | SS-40-09 | ECCS2CCB1118DTT | CONTROL | 20*2.5 | 1680 | 1695 | 1695 | 0 | 0 | Cu/PVC/Bd/SWA/PVC | SS-48-09
582 | CABLE | SS-40-09 | ECCR2CCB1125DTT | LV | 48*2.5 | 3150 | 3201 | 3201 | 0 | 0 | CU/PVC/BD/LSH/BD/SWA/PVC | SS-48-09
583 | CABLE | SS-40-09 | ECDC1GCB1101RTT | MV | 1*300 | 1780 | 1798 | 1798 | 0 | 0 | Cu/SC/XLPE/SC/SCR/Bd/AWA/PVC | SS-48-09
584 | CABLE | SS-40-09 | ECDC1KCB1101RTT | MV | 1*300 | 1420 | 1443 | 1443 | 0 | 0 | Cu/SC/XLPE/SC/SCR/Bd/AWA/PVC | SS-48-09
585 | Conduit | 20 | EQMI05 | Bushing | 32mm | 4 | 4 | 0 | 4 | 0 | Bushing, made from Steel HDG or Aluminium, suiatble for Hot Dipped Galvanized Conduits.
586 | Conduit | 20 | EQMI06 | Bushing | 40mm | 22 | 22 | 0 | 22 | 0 | Bushing, made from Steel HDG or Aluminium, suiatble for Hot Dipped Galvanized Conduits.
587 | Conduit | 20 | EQMI07 | Bushing | 50mm | 20 | 20 | 0 | 20 | 0 | Bushing, made from Steel HDG or Aluminium, suiatble for Hot Dipped Galvanized Conduits.
588 | Conduit | 20 | EQMI08 | Bushing | 63mm | 58 | 58 | 0 | 58 | 0 | Bushing, made from Steel HDG or Aluminium, suiatble for Hot Dipped Galvanized Conduits.
589 | Conduit | 20 | EQMI13 | Bushing | 100mm | 2 | 2 | 0 | 2 | 0 | Bushing, made from Steel HDG or Aluminium, suiatble for Hot Dipped Galvanized Conduits.
590 | Conduit | 20 | EQMI19 | Bushing | 125mm | 7 | 7 | 0 | 7 | 0 | Bushing, made from Steel HDG or Aluminium, suiatble for Hot Dipped Galvanized Conduits.
591 | Conduit | 20 | EQMH05 | Clamp for Unistrut | 32mm | 110 | 110 | 0 | 110 | 0 | Clamp for Unistrut Channel, Hot Dipped Galvanized or Stainless Steel Type, suiatble for the Conduit sizes as specified.
592 | Conduit | 20 | EQMH06 | Clamp for Unistrut | 40mm | 25 | 25 | 25 | 0 | 0 | Clamp for Unistrut Channel, Hot Dipped Galvanized or Stainless Steel Type, suiatble for the Conduit sizes as specified.
593 | Conduit | 20 | EQMH07 | Clamp for Unistrut | 50mm | 18 | 18 | 0 | 18 | 0 | Clamp for Unistrut Channel, Hot Dipped Galvanized or Stainless Steel Type, suiatble for the Conduit sizes as specified.
594 | Conduit | 20 | EQMH08 | Clamp for Unistrut | 63mm | 96 | 96 | 0 | 96 | 0 | Clamp for Unistrut Channel, Hot Dipped Galvanized or Stainless Steel Type, suiatble for the Conduit sizes as specified.
595 | Conduit | 20 | EQMH13 | Clamp for Unistrut | 100mm | 6 | 6 | 0 | 6 | 0 | Clamp for Unistrut Channel, Hot Dipped Galvanized or Stainless Steel Type, suiatble for the Conduit sizes as specified.
596 | Conduit | 20 | EQMH19 | Clamp for Unistrut | 125mm | 11 | 11 | 0 | 11 | 0 | Clamp for Unistrut Channel, Hot Dipped Galvanized or Stainless Steel Type, suiatble for the Conduit sizes as specified.
597 | Conduit | 20 | EQMA05 | Conduit | 32mm | 28 | 28 | 0 | 28 | 0 | Steel Conduit, Rigid Hot Dip Galvanized(HDG) of both inside and outside, Average thickness 75 Micron as per ASTM A123, with metric threads of ISO form according to IEC 60423, Heavy gauge, Welded type, One PVC cap at each end, Conduit length 6m, Screwed externally.
598 | Conduit | 20 | EQMA06 | Conduit | 40mm | 7 | 7 | 0 | 7 | 0 | Steel Conduit, Rigid Hot Dip Galvanized(HDG) of both inside and outside, Average thickness 75 Micron as per ASTM A123, with metric threads of ISO form according to IEC 60423, Heavy gauge, Welded type, One PVC cap at each end, Conduit length 6m, Screwed externally.
599 | Conduit | 20 | EQMA07 | Conduit | 50mm | 4 | 4 | 0 | 4 | 0 | Steel Conduit, Rigid Hot Dip Galvanized(HDG) of both inside and outside, Average thickness 75 Micron as per ASTM A123, with metric threads of ISO form according to IEC 60423, Heavy gauge, Welded type, One PVC cap at each end, Conduit length 6m, Screwed externally.
600 | Conduit | 20 | EQMA08 | Conduit | 63mm | 31 | 31 | 0 | 31 | 0 | Steel Conduit, Rigid Hot Dip Galvanized(HDG) of both inside and outside, Average thickness 75 Micron as per ASTM A123, with metric threads of ISO form according to IEC 60423, Heavy gauge, Welded type, One PVC cap at each end, Conduit length 6m, Screwed externally.
601 | Conduit | 20 | EQMA13 | Conduit | 100mm | 2 | 2 | 0 | 2 | 0 | Steel Conduit, Rigid Hot Dip Galvanized(HDG) of both inside and outside, Average thickness 75 Micron as per ASTM A123, with metric threads of ISO form according to IEC 60423, Heavy gauge, Welded type, One PVC cap at each end, Conduit length 6m, Screwed externally.
602 | Conduit | 20 | EQMA19 | Conduit | 125mm | 2 | 2 | 0 | 2 | 0 | Steel Conduit, Rigid Hot Dip Galvanized(HDG) of both inside and outside, Average thickness 75 Micron as per ASTM A123, with metric threads of ISO form according to IEC 60423, Heavy gauge, Welded type, One PVC cap at each end, Conduit length 6m, Screwed externally.
603 | Conduit | 20 | EQMC05 | Coupling | 32mm | 20 | 20 | 0 | 20 | 0 | Coupling for steel Conduits, made from HDG,in accordance with DIN 49020 or BS 4568.
604 | Conduit | 20 | EQMC08 | Coupling | 63mm | 9 | 9 | 0 | 9 | 0 | Coupling for steel Conduits, made from HDG,in accordance with DIN 49020 or BS 4568.
605 | Conduit | 20 | EQMF05 | Female Metal | 32mm | 82 | 82 | 0 | 82 | 0 | Fitting(Female Metal Connector), suitable for connecting Flexible Metal Conduits with PVC cover to Steel Conduit.(connector shall be suitable for externally screwed Steel conduits)
606 | Conduit | 20 | EQMF06 | Female Metal | 40mm | 11 | 11 | 0 | 11 | 0 | Fitting(Female Metal Connector), suitable for connecting Flexible Metal Conduits with PVC cover to Steel Conduit.(connector shall be suitable for externally screwed Steel conduits)
607 | Conduit | 20 | EQMF07 | Female Metal | 50mm | 4 | 4 | 0 | 4 | 0 | Fitting(Female Metal Connector), suitable for connecting Flexible Metal Conduits with PVC cover to Steel Conduit.(connector shall be suitable for externally screwed Steel conduits)
608 | Conduit | 20 | EQMF08 | Female Metal | 63mm | 58 | 58 | 0 | 58 | 0 | Fitting(Female Metal Connector), suitable for connecting Flexible Metal Conduits with PVC cover to Steel Conduit.(connector shall be suitable for externally screwed Steel conduits)
609 | Conduit | 20 | EQMF13 | Female Metal | 100mm | 2 | 2 | 0 | 2 | 0 | Fitting(Female Metal Connector), suitable for connecting Flexible Metal Conduits with PVC cover to Steel Conduit.(connector shall be suitable for externally screwed Steel conduits)
610 | Conduit | 20 | EQMW05 | Flexible | 32mm | 43 | 43 | 0 | 43 | 0 | Flexible Metal Conduit with PVC cover, according to BS 61386.
611 | Conduit | 20 | EQMW07 | Flexible | 50mm | 5 | 5 | 0 | 5 | 0 | Flexible Metal Conduit with PVC cover, according to BS 61386.
612 | Conduit | 20 | EQMW08 | Flexible | 63mm | 57 | 57 | 0 | 57 | 0 | Flexible Metal Conduit with PVC cover, according to BS 61386.
613 | Conduit | 20 | EQMW13 | Flexible | 100mm | 2 | 2 | 0 | 2 | 0 | Flexible Metal Conduit with PVC cover, according to BS 61386.
614 | Conduit | 20 | EQMG00 | Unistrut Channel | 41x41x22x2.5t(mm) | 40 | 40 | 0 | 40 | 0 | Unistrut Channel, Rigid Steel Hot Dip Galvanized of both inside and outside, Average thickness 75 Micron as per ASTM A123, with dimension 41x41x25x2.5t(mm), In length of 0.5m.
615 | Conduit | 35 | EQMI04 | Bushing | 25mm | 286 | 286 | 0 | 286 | 0 | Bushing, made from Steel HDG or Aluminium, suiatble for Hot Dipped Galvanized Conduits.
616 | Conduit | 35 | EQMI07 | Bushing | 50mm | 7 | 7 | 0 | 7 | 0 | Bushing, made from Steel HDG or Aluminium, suiatble for Hot Dipped Galvanized Conduits.
617 | Conduit | 35 | EQMI11 | Bushing | 75mm | 3 | 3 | 0 | 3 | 0 | Bushing, made from Steel HDG or Aluminium, suiatble for Hot Dipped Galvanized Conduits.
618 | Conduit | 35 | EQMI13 | Bushing | 100mm | 3 | 3 | 0 | 3 | 0 | Bushing, made from Steel HDG or Aluminium, suiatble for Hot Dipped Galvanized Conduits.
619 | Conduit | 35 | EQMH04 | Clamp for Unistrut | 25mm | 316 | 316 | 316 | 0 | 0 | Clamp for Unistrut Channel, Hot Dipped Galvanized or Stainless Steel Type, suiatble for the Conduit sizes as specified.
620 | Conduit | 35 | EQMH05 | Clamp for Unistrut | 32mm | 560 | 560 | 500 | 60 | 0 | Clamp for Unistrut Channel, Hot Dipped Galvanized or Stainless Steel Type, suiatble for the Conduit sizes as specified.
621 | Conduit | 35 | EQMH06 | Clamp for Unistrut | 40mm | 60 | 60 | 60 | 0 | 0 | Clamp for Unistrut Channel, Hot Dipped Galvanized or Stainless Steel Type, suiatble for the Conduit sizes as specified.
622 | Conduit | 35 | EQMH07 | Clamp for Unistrut | 50mm | 32 | 32 | 0 | 32 | 0 | Clamp for Unistrut Channel, Hot Dipped Galvanized or Stainless Steel Type, suiatble for the Conduit sizes as specified.
623 | Conduit | 35 | EQMH08 | Clamp for Unistrut | 63mm | 68 | 68 | 68 | 0 | 0 | Clamp for Unistrut Channel, Hot Dipped Galvanized or Stainless Steel Type, suiatble for the Conduit sizes as specified.
624 | Conduit | 35 | EQMH11 | Clamp for Unistrut | 75mm | 8 | 8 | 0 | 8 | 0 | Clamp for Unistrut Channel, Hot Dipped Galvanized or Stainless Steel Type, suiatble for the Conduit sizes as specified.
625 | Conduit | 35 | EQMH13 | Clamp for Unistrut | 100mm | 8 | 8 | 0 | 8 | 0 | Clamp for Unistrut Channel, Hot Dipped Galvanized or Stainless Steel Type, suiatble for the Conduit sizes as specified.
626 | Conduit | 35 | EQMH19 | Clamp for Unistrut | 125mm | 8 | 8 | 0 | 8 | 0 | Clamp for Unistrut Channel, Hot Dipped Galvanized or Stainless Steel Type, suiatble for the Conduit sizes as specified.
627 | Conduit | 35 | EQMA04 | Conduit | 25mm | 126 | 126 | 51 | 75 | 0 | Steel Conduit, Rigid Hot Dip Galvanized(HDG) of both inside and outside, Average thickness 75 Micron as per ASTM A123, with metric threads of ISO form according to IEC 60423, Heavy gauge, Welded type, One PVC cap at each end, Conduit length 6m, Screwed externally.
628 | Conduit | 35 | EQMA05 | Conduit | 32mm | 140 | 140 | 104 | 36 | 0 | Steel Conduit, Rigid Hot Dip Galvanized(HDG) of both inside and outside, Average thickness 75 Micron as per ASTM A123, with metric threads of ISO form according to IEC 60423, Heavy gauge, Welded type, One PVC cap at each end, Conduit length 6m, Screwed externally.
629 | Conduit | 35 | EQMA06 | Conduit | 40mm | 15 | 15 | 15 | 0 | 0 | Steel Conduit, Rigid Hot Dip Galvanized(HDG) of both inside and outside, Average thickness 75 Micron as per ASTM A123, with metric threads of ISO form according to IEC 60423, Heavy gauge, Welded type, One PVC cap at each end, Conduit length 6m, Screwed externally.
630 | Conduit | 35 | EQMA07 | Conduit | 50mm | 8 | 8 | 0 | 8 | 0 | Steel Conduit, Rigid Hot Dip Galvanized(HDG) of both inside and outside, Average thickness 75 Micron as per ASTM A123, with metric threads of ISO form according to IEC 60423, Heavy gauge, Welded type, One PVC cap at each end, Conduit length 6m, Screwed externally.
631 | Conduit | 35 | EQMA08 | Conduit | 63mm | 17 | 17 | 17 | 0 | 0 | Steel Conduit, Rigid Hot Dip Galvanized(HDG) of both inside and outside, Average thickness 75 Micron as per ASTM A123, with metric threads of ISO form according to IEC 60423, Heavy gauge, Welded type, One PVC cap at each end, Conduit length 6m, Screwed externally.
632 | Conduit | 35 | EQMA11 | Conduit | 75mm | 2 | 2 | 0 | 2 | 0 | Steel Conduit, Rigid Hot Dip Galvanized(HDG) of both inside and outside, Average thickness 75 Micron as per ASTM A123, with metric threads of ISO form according to IEC 60423, Heavy gauge, Welded type, One PVC cap at each end, Conduit length 6m, Screwed externally.
633 | Conduit | 35 | EQMA13 | Conduit | 100mm | 3 | 3 | 0 | 3 | 0 | Steel Conduit, Rigid Hot Dip Galvanized(HDG) of both inside and outside, Average thickness 75 Micron as per ASTM A123, with metric threads of ISO form according to IEC 60423, Heavy gauge, Welded type, One PVC cap at each end, Conduit length 6m, Screwed externally.
634 | Conduit | 35 | EQMA19 | Conduit | 125mm | 2 | 2 | 0 | 2 | 0 | Steel Conduit, Rigid Hot Dip Galvanized(HDG) of both inside and outside, Average thickness 75 Micron as per ASTM A123, with metric threads of ISO form according to IEC 60423, Heavy gauge, Welded type, One PVC cap at each end, Conduit length 6m, Screwed externally.
635 | Conduit | 35 | EQMC05 | Coupling | 32mm | 66 | 66 | 0 | 66 | 0 | Coupling for steel Conduits, made from HDG,in accordance with DIN 49020 or BS 4568.
636 | Conduit | 35 | EQMC06 | Coupling | 40mm | 8 | 8 | 0 | 8 | 0 | Coupling for steel Conduits, made from HDG,in accordance with DIN 49020 or BS 4568.
637 | Conduit | 35 | EQMC08 | Coupling | 63mm | 3 | 3 | 0 | 3 | 0 | Coupling for steel Conduits, made from HDG,in accordance with DIN 49020 or BS 4568.
638 | Conduit | 35 | EQMF05 | Female Metal | 32mm | 180 | 180 | 0 | 180 | 0 | Fitting(Female Metal Connector), suitable for connecting Flexible Metal Conduits with PVC cover to Steel Conduit.(connector shall be suitable for externally screwd Steel conduits).
639 | Conduit | 35 | EQMF06 | Female Metal | 40mm | 21 | 21 | 0 | 21 | 0 | Fitting(Female Metal Connector), suitable for connecting Flexible Metal Conduits with PVC cover to Steel Conduit.(connector shall be suitable for externally screwd Steel conduits).
640 | Conduit | 35 | EQMF07 | Female Metal | 50mm | 6 | 6 | 0 | 6 | 0 | Fitting(Female Metal Connector), suitable for connecting Flexible Metal Conduits with PVC cover to Steel Conduit.(connector shall be suitable for externally screwd Steel conduits).
641 | Conduit | 35 | EQMF08 | Female Metal | 63mm | 26 | 26 | 0 | 26 | 0 | Fitting(Female Metal Connector), suitable for connecting Flexible Metal Conduits with PVC cover to Steel Conduit.(connector shall be suitable for externally screwd Steel conduits).
642 | Conduit | 35 | EQMF11 | Female Metal | 75mm | 2 | 2 | 0 | 2 | 0 | Fitting(Female Metal Connector), suitable for connecting Flexible Metal Conduits with PVC cover to Steel Conduit.(connector shall be suitable for externally screwd Steel conduits).
643 | Conduit | 35 | EQMF13 | Female Metal | 100mm | 5 | 5 | 0 | 5 | 0 | Fitting(Female Metal Connector), suitable for connecting Flexible Metal Conduits with PVC cover to Steel Conduit.(connector shall be suitable for externally screwd Steel conduits).
644 | Conduit | 35 | EQMF19 | Female Metal | 125mm | 3 | 3 | 0 | 3 | 0 | Fitting(Female Metal Connector), suitable for connecting Flexible Metal Conduits with PVC cover to Steel Conduit.(connector shall be suitable for externally screwd Steel conduits).
645 | Conduit | 35 | EQMW05 | Flexible | 32mm | 95 | 95 | 0 | 95 | 0 | Flexible Metal Conduit with PVC cover, according to BS 61386.
646 | Conduit | 35 | EQMW06 | Flexible | 40mm | 21 | 21 | 0 | 21 | 0 | Flexible Metal Conduit with PVC cover, according to BS 61386.
647 | Conduit | 35 | EQMW07 | Flexible | 50mm | 9 | 9 | 0 | 9 | 0 | Flexible Metal Conduit with PVC cover, according to BS 61386.
648 | Conduit | 35 | EQMW08 | Flexible | 63mm | 26 | 26 | 0 | 26 | 0 | Flexible Metal Conduit with PVC cover, according to BS 61386.
649 | Conduit | 35 | EQMW11 | Flexible | 75mm | 3 | 3 | 0 | 3 | 0 | Flexible Metal Conduit with PVC cover, according to BS 61386.
650 | Conduit | 35 | EQMW13 | Flexible | 100mm | 5 | 5 | 0 | 5 | 0 | Flexible Metal Conduit with PVC cover, according to BS 61386.
651 | Conduit | 35 | EQMW19 | Flexible | 125mm | 3 | 3 | 0 | 3 | 0 | Flexible Metal Conduit with PVC cover, according to BS 61386.
652 | Conduit | 35 | EQMG00 | Unistrut Channel | 41x41x22x2.5t(mm) | 113 | 113 | 113 | 0 | 0 | Unistrut Channel, Rigid Steel Hot Dip Galvanized of both inside and outside, Average thickness 75 Micron as per ASTM A123, with dimension 41x41x25x2.5t(mm), In length of 0.5m.
653 | Conduit | 41 | EQMI04 | Bushing | 25mm | 180 | 180 | 120 | 60 | 0 | Bushing, made from Steel HDG or Aluminum, suitable for Hot Dipped Galvanized Conduits.
654 | Conduit | 41 | EQMI06 | Bushing | 40mm | 8 | 8 | 8 | 0 | 0 | Bushing, made from Steel HDG or Aluminum, suitable for Hot Dipped Galvanized Conduits.
655 | Conduit | 41 | EQMI07 | Bushing | 50mm | 20 | 20 | 20 | 0 | 0 | Bushing, made from Steel HDG or Aluminum, suitable for Hot Dipped Galvanized Conduits.
656 | Conduit | 41 | EQMI08 | Bushing | 63mm | 8 | 8 | 8 | 0 | 0 | Bushing, made from Steel HDG or Aluminum, suitable for Hot Dipped Galvanized Conduits.
657 | Conduit | 41 | EQMI11 | Bushing | 75mm | 2 | 2 | 2 | 0 | 0 | Bushing, made from Steel HDG or Aluminum, suitable for Hot Dipped Galvanized Conduits.
658 | Conduit | 41 | EQMI13 | Bushing | 100mm | 15 | 15 | 0 | 15 | 0 | Bushing, made from Steel HDG or Aluminum, suitable for Hot Dipped Galvanized Conduits.
659 | Conduit | 41 | EQMI19 | Bushing | 125mm | 6 | 6 | 6 | 0 | 0 | Bushing, made from Steel HDG or Aluminum, suitable for Hot Dipped Galvanized Conduits.
660 | Conduit | 41 | EQMH04 | Clamp for Unistrut | 25mm | 180 | 180 | 180 | 0 | 0 | Clamp for Unistrut Channel, Hot Dipped Galvanized or Stainless Steel Type, suitable for the Conduit sizes as specified.
661 | Conduit | 41 | EQMH05 | Clamp for Unistrut | 32mm | 1200 | 1200 | 724 | 476 | 0 | Clamp for Unistrut Channel, Hot Dipped Galvanized or Stainless Steel Type, suitable for the Conduit sizes as specified.
662 | Conduit | 41 | EQMH06 | Clamp for Unistrut | 40mm | 250 | 250 | 250 | 0 | 0 | Clamp for Unistrut Channel, Hot Dipped Galvanized or Stainless Steel Type, suitable for the Conduit sizes as specified.
663 | Conduit | 41 | EQMH07 | Clamp for Unistrut | 50mm | 25 | 25 | 25 | 0 | 0 | Clamp for Unistrut Channel, Hot Dipped Galvanized or Stainless Steel Type, suitable for the Conduit sizes as specified.
664 | Conduit | 41 | EQMH08 | Clamp for Unistrut | 63mm | 35 | 35 | 32 | 3 | 0 | Clamp for Unistrut Channel, Hot Dipped Galvanized or Stainless Steel Type, suitable for the Conduit sizes as specified.
665 | Conduit | 41 | EQMH11 | Clamp for Unistrut | 75mm | 2 | 2 | 2 | 0 | 0 | Clamp for Unistrut Channel, Hot Dipped Galvanized or Stainless Steel Type, suitable for the Conduit sizes as specified.
666 | Conduit | 41 | EQMH13 | Clamp for Unistrut | 100mm | 15 | 15 | 8 | 7 | 0 | Clamp for Unistrut Channel, Hot Dipped Galvanized or Stainless Steel Type, suitable for the Conduit sizes as specified.
667 | Conduit | 41 | EQMH19 | Clamp for Unistrut | 125mm | 6 | 6 | 6 | 0 | 0 | Clamp for Unistrut Channel, Hot Dipped Galvanized or Stainless Steel Type, suitable for the Conduit sizes as specified.
668 | Conduit | 41 | EQMA04 | Conduit | 25mm | 39 | 39 | 15 | 24 | 0 | Steel Conduit, Rigid Hot Dip Galvanized(HDG) of both inside and outside, Average thickness 75 Micron as per ASTM A123, with metric threads of ISO form according to IEC 60423, Heavy gauge, Welded type, One PVC cap at each end, Conduit length 6m, Screwed externally.
669 | Conduit | 41 | EQMA05 | Conduit | 32mm | 335 | 335 | 250 | 85 | 0 | Steel Conduit, Rigid Hot Dip Galvanized(HDG) of both inside and outside, Average thickness 75 Micron as per ASTM A123, with metric threads of ISO form according to IEC 60423, Heavy gauge, Welded type, One PVC cap at each end, Conduit length 6m, Screwed externally.
670 | Conduit | 41 | EQMA06 | Conduit | 40mm | 43 | 43 | 43 | 0 | 0 | Steel Conduit, Rigid Hot Dip Galvanized(HDG) of both inside and outside, Average thickness 75 Micron as per ASTM A123, with metric threads of ISO form according to IEC 60423, Heavy gauge, Welded type, One PVC cap at each end, Conduit length 6m, Screwed externally.
671 | Conduit | 41 | EQMA07 | Conduit | 50mm | 20 | 20 | 14 | 6 | 0 | Steel Conduit, Rigid Hot Dip Galvanized(HDG) of both inside and outside, Average thickness 75 Micron as per ASTM A123, with metric threads of ISO form according to IEC 60423, Heavy gauge, Welded type, One PVC cap at each end, Conduit length 6m, Screwed externally.
672 | Conduit | 41 | EQMA08 | Conduit | 63mm | 16 | 16 | 6 | 10 | 0 | Steel Conduit, Rigid Hot Dip Galvanized(HDG) of both inside and outside, Average thickness 75 Micron as per ASTM A123, with metric threads of ISO form according to IEC 60423, Heavy gauge, Welded type, One PVC cap at each end, Conduit length 6m, Screwed externally.
673 | Conduit | 41 | EQMA11 | Conduit | 75mm | 1 | 1 | 1 | 0 | 0 | Steel Conduit, Rigid Hot Dip Galvanized(HDG) of both inside and outside, Average thickness 75 Micron as per ASTM A123, with metric threads of ISO form according to IEC 60423, Heavy gauge, Welded type, One PVC cap at each end, Conduit length 6m, Screwed externally.
674 | Conduit | 41 | EQMA13 | Conduit | 100mm | 6 | 6 | 3 | 3 | 0 | Steel Conduit, Rigid Hot Dip Galvanized(HDG) of both inside and outside, Average thickness 75 Micron as per ASTM A123, with metric threads of ISO form according to IEC 60423, Heavy gauge, Welded type, One PVC cap at each end, Conduit length 6m, Screwed externally.
675 | Conduit | 41 | EQMA19 | Conduit | 125mm | 3 | 3 | 2 | 1 | 0 | Steel Conduit, Rigid Hot Dip Galvanized(HDG) of both inside and outside, Average thickness 75 Micron as per ASTM A123, with metric threads of ISO form according to IEC 60423, Heavy gauge, Welded type, One PVC cap at each end, Conduit length 6m, Screwed externally.
676 | Conduit | 41 | EQMC04 | Coupling | 25mm | 24 | 24 | 0 | 24 | 0 | Coupling for steel Conduits, made from HDG, in accordance with DIN 49020 or BS 4568.
677 | Conduit | 41 | EQMC05 | Coupling | 32mm | 100 | 100 | 70 | 30 | 0 | Coupling for steel Conduits, made from HDG, in accordance with DIN 49020 or BS 4568.
678 | Conduit | 41 | EQMC06 | Coupling | 40mm | 25 | 25 | 25 | 0 | 0 | Coupling for steel Conduits, made from HDG, in accordance with DIN 49020 or BS 4568.
679 | Conduit | 41 | EQMC07 | Coupling | 50mm | 6 | 6 | 5 | 1 | 0 | Coupling for steel Conduits, made from HDG, in accordance with DIN 49020 or BS 4568.
680 | Conduit | 41 | EQMC08 | Coupling | 63mm | 6 | 6 | 5 | 1 | 0 | Coupling for steel Conduits, made from HDG, in accordance with DIN 49020 or BS 4568.
681 | Conduit | 41 | EQMF05 | Female Metal | 32mm | 490 | 490 | 0 | 490 | 0 | Fitting(Female Metal Connector), suitable for connecting Flexible Metal Conduits with PVC cover to Steel Conduit.(connector shall be suitable for externally screwed Steel conduits)
682 | Conduit | 41 | EQMF06 | Female Metal | 40mm | 55 | 55 | 0 | 55 | 0 | Fitting(Female Metal Connector), suitable for connecting Flexible Metal Conduits with PVC cover to Steel Conduit.(connector shall be suitable for externally screwed Steel conduits)
683 | Conduit | 41 | EQMF07 | Female Metal | 50mm | 20 | 20 | 0 | 20 | 0 | Fitting(Female Metal Connector), suitable for connecting Flexible Metal Conduits with PVC cover to Steel Conduit.(connector shall be suitable for externally screwed Steel conduits)
684 | Conduit | 41 | EQMF08 | Female Metal | 63mm | 31 | 31 | 0 | 31 | 0 | Fitting(Female Metal Connector), suitable for connecting Flexible Metal Conduits with PVC cover to Steel Conduit.(connector shall be suitable for externally screwed Steel conduits)
685 | Conduit | 41 | EQMF13 | Female Metal | 100mm | 3 | 3 | 0 | 3 | 0 | Fitting(Female Metal Connector), suitable for connecting Flexible Metal Conduits with PVC cover to Steel Conduit.(connector shall be suitable for externally screwed Steel conduits)
686 | Conduit | 41 | EQMW05 | Flexible | 32mm | 245 | 245 | 27 | 218 | 0 | Flexible Metal Conduit with PVC cover, according to BS 61386.
687 | Conduit | 41 | EQMW06 | Flexible | 40mm | 35 | 35 | 0 | 35 | 0 | Flexible Metal Conduit with PVC cover, according to BS 61386.
688 | Conduit | 41 | EQMW07 | Flexible | 50mm | 12 | 12 | 0 | 12 | 0 | Flexible Metal Conduit with PVC cover, according to BS 61386.
689 | Conduit | 41 | EQMW08 | Flexible | 63mm | 20 | 20 | 0 | 20 | 0 | Flexible Metal Conduit with PVC cover, according to BS 61386.
690 | Conduit | 41 | EQMW13 | Flexible | 100mm | 2 | 2 | 0 | 2 | 0 | Flexible Metal Conduit with PVC cover, according to BS 61386.
691 | Conduit | 41 | EQMG00 | Unistrut Channel | 41x41x22x2.5t(mm) | 225 | 225 | 225 | 0 | 0 | Unistrut Channel, Rigid Steel Hot Dip Galvanized of both inside and outside, Average thickness 75 Micron as per ASTM A123, with dimension 41x41x25x2.5t(mm), In length of 0.5m.
692 | Conduit | 42 | EQMI04 | Bushing | 25mm | 165 | 165 | 165 | 0 | 0 | Bushing, made from Steel HDG or Aluminium, suiatble for Hot Dipped Galvanized Conduits.
693 | Conduit | 42 | EQMI05 | Bushing | 32mm | 5 | 5 | 0 | 5 | 0 | Bushing, made from Steel HDG or Aluminium, suiatble for Hot Dipped Galvanized Conduits.
694 | Conduit | 42 | EQMI06 | Bushing | 40mm | 20 | 20 | 20 | 0 | 0 | Bushing, made from Steel HDG or Aluminium, suiatble for Hot Dipped Galvanized Conduits.
695 | Conduit | 42 | EQMI07 | Bushing | 50mm | 30 | 30 | 30 | 0 | 0 | Bushing, made from Steel HDG or Aluminium, suiatble for Hot Dipped Galvanized Conduits.
696 | Conduit | 42 | EQMI08 | Bushing | 63mm | 5 | 5 | 5 | 0 | 0 | Bushing, made from Steel HDG or Aluminium, suiatble for Hot Dipped Galvanized Conduits.
697 | Conduit | 42 | EQMI11 | Bushing | 75mm | 5 | 5 | 5 | 0 | 0 | Bushing, made from Steel HDG or Aluminium, suiatble for Hot Dipped Galvanized Conduits.
698 | Conduit | 42 | EQMI19 | Bushing | 125mm | 25 | 25 | 25 | 0 | 0 | Bushing, made from Steel HDG or Aluminium, suiatble for Hot Dipped Galvanized Conduits.
699 | Conduit | 42 | EQMH04 | Clamp for Unistrut | 25mm | 165 | 165 | 165 | 0 | 0 | Clamp for Unistrut Channel, Hot Dipped Galvanized or Stainless Steel Type, suiatble for the Conduit sizes as specified.
700 | Conduit | 42 | EQMH05 | Clamp for Unistrut | 32mm | 900 | 900 | 600 | 300 | 0 | Clamp for Unistrut Channel, Hot Dipped Galvanized or Stainless Steel Type, suiatble for the Conduit sizes as specified.
701 | Conduit | 42 | EQMH06 | Clamp for Unistrut | 40mm | 555 | 555 | 528 | 27 | 0 | Clamp for Unistrut Channel, Hot Dipped Galvanized or Stainless Steel Type, suiatble for the Conduit sizes as specified.
702 | Conduit | 42 | EQMH07 | Clamp for Unistrut | 50mm | 175 | 175 | 120 | 55 | 0 | Clamp for Unistrut Channel, Hot Dipped Galvanized or Stainless Steel Type, suiatble for the Conduit sizes as specified.
703 | Conduit | 42 | EQMH08 | Clamp for Unistrut | 63mm | 55 | 55 | 20 | 35 | 0 | Clamp for Unistrut Channel, Hot Dipped Galvanized or Stainless Steel Type, suiatble for the Conduit sizes as specified.
704 | Conduit | 42 | EQMH11 | Clamp for Unistrut | 75mm | 15 | 15 | 15 | 0 | 0 | Clamp for Unistrut Channel, Hot Dipped Galvanized or Stainless Steel Type, suiatble for the Conduit sizes as specified.
705 | Conduit | 42 | EQMH13 | Clamp for Unistrut | 100mm | 10 | 10 | 10 | 0 | 0 | Clamp for Unistrut Channel, Hot Dipped Galvanized or Stainless Steel Type, suiatble for the Conduit sizes as specified.
706 | Conduit | 42 | EQMH19 | Clamp for Unistrut | 125mm | 50 | 50 | 42 | 8 | 0 | Clamp for Unistrut Channel, Hot Dipped Galvanized or Stainless Steel Type, suiatble for the Conduit sizes as specified.
707 | Conduit | 42 | EQMA04 | Conduit | 25mm | 35 | 35 | 35 | 0 | 0 | Steel Conduit, Rigid Hot Dip Galvanized(HDG) of both inside and outside, Average thickness 75 Micron as per ASTM A123, with metric threads of ISO form according to IEC 60423, Heavy gauge, Welded type,One PVC cap at each end, Conduit length 6m, Screwed externally.
708 | Conduit | 42 | EQMA05 | Conduit | 32mm | 240 | 240 | 180 | 60 | 0 | Steel Conduit, Rigid Hot Dip Galvanized(HDG) of both inside and outside, Average thickness 75 Micron as per ASTM A123, with metric threads of ISO form according to IEC 60423, Heavy gauge, Welded type,One PVC cap at each end, Conduit length 6m, Screwed externally.
709 | Conduit | 42 | EQMA06 | Conduit | 40mm | 133 | 133 | 113 | 20 | 0 | Steel Conduit, Rigid Hot Dip Galvanized(HDG) of both inside and outside, Average thickness 75 Micron as per ASTM A123, with metric threads of ISO form according to IEC 60423, Heavy gauge, Welded type,One PVC cap at each end, Conduit length 6m, Screwed externally.
710 | Conduit | 42 | EQMA07 | Conduit | 50mm | 31 | 31 | 31 | 0 | 0 | Steel Conduit, Rigid Hot Dip Galvanized(HDG) of both inside and outside, Average thickness 75 Micron as per ASTM A123, with metric threads of ISO form according to IEC 60423, Heavy gauge, Welded type,One PVC cap at each end, Conduit length 6m, Screwed externally.
711 | Conduit | 42 | EQMA08 | Conduit | 63mm | 10 | 10 | 6 | 4 | 0 | Steel Conduit, Rigid Hot Dip Galvanized(HDG) of both inside and outside, Average thickness 75 Micron as per ASTM A123, with metric threads of ISO form according to IEC 60423, Heavy gauge, Welded type,One PVC cap at each end, Conduit length 6m, Screwed externally.
712 | Conduit | 42 | EQMA11 | Conduit | 75mm | 3 | 3 | 3 | 0 | 0 | Steel Conduit, Rigid Hot Dip Galvanized(HDG) of both inside and outside, Average thickness 75 Micron as per ASTM A123, with metric threads of ISO form according to IEC 60423, Heavy gauge, Welded type,One PVC cap at each end, Conduit length 6m, Screwed externally.
713 | Conduit | 42 | EQMA13 | Conduit | 100mm | 2 | 2 | 2 | 0 | 0 | Steel Conduit, Rigid Hot Dip Galvanized(HDG) of both inside and outside, Average thickness 75 Micron as per ASTM A123, with metric threads of ISO form according to IEC 60423, Heavy gauge, Welded type,One PVC cap at each end, Conduit length 6m, Screwed externally.
714 | Conduit | 42 | EQMA19 | Conduit | 125mm | 11 | 11 | 11 | 0 | 0 | Steel Conduit, Rigid Hot Dip Galvanized(HDG) of both inside and outside, Average thickness 75 Micron as per ASTM A123, with metric threads of ISO form according to IEC 60423, Heavy gauge, Welded type,One PVC cap at each end, Conduit length 6m, Screwed externally.
715 | Conduit | 42 | EQMC05 | Coupling | 32mm | 267 | 267 | 80 | 187 | 0 | Coupling for steel Conduits, made from HDG,in accordance with DIN 49020 or BS 4568.
716 | Conduit | 42 | EQMC06 | Coupling | 40mm | 117 | 117 | 81 | 36 | 0 | Coupling for steel Conduits, made from HDG,in accordance with DIN 49020 or BS 4568.
717 | Conduit | 42 | EQMC07 | Coupling | 50mm | 5 | 5 | 5 | 0 | 0 | Coupling for steel Conduits, made from HDG,in accordance with DIN 49020 or BS 4568.
718 | Conduit | 42 | EQMF05 | Female Metal | 32mm | 465 | 465 | 0 | 465 | 0 | Fitting(Female Metal Connector), suitable for connecting Flexible Metal Conduits with PVC cover to Steel Conduit.(connector shall be suitable for externally screwd Steel conduits)
719 | Conduit | 42 | EQMF06 | Female Metal | 40mm | 95 | 95 | 0 | 95 | 0 | Fitting(Female Metal Connector), suitable for connecting Flexible Metal Conduits with PVC cover to Steel Conduit.(connector shall be suitable for externally screwd Steel conduits)
720 | Conduit | 42 | EQMF07 | Female Metal | 50mm | 55 | 55 | 0 | 55 | 0 | Fitting(Female Metal Connector), suitable for connecting Flexible Metal Conduits with PVC cover to Steel Conduit.(connector shall be suitable for externally screwd Steel conduits)
721 | Conduit | 42 | EQMF08 | Female Metal | 63mm | 25 | 25 | 0 | 25 | 0 | Fitting(Female Metal Connector), suitable for connecting Flexible Metal Conduits with PVC cover to Steel Conduit.(connector shall be suitable for externally screwd Steel conduits)
722 | Conduit | 42 | EQMF11 | Female Metal | 75mm | 5 | 5 | 0 | 5 | 0 | Fitting(Female Metal Connector), suitable for connecting Flexible Metal Conduits with PVC cover to Steel Conduit.(connector shall be suitable for externally screwd Steel conduits)
723 | Conduit | 42 | EQMF13 | Female Metal | 100mm | 5 | 5 | 0 | 5 | 0 | Fitting(Female Metal Connector), suitable for connecting Flexible Metal Conduits with PVC cover to Steel Conduit.(connector shall be suitable for externally screwd Steel conduits)
724 | Conduit | 42 | EQMF19 | Female Metal | 125mm | 5 | 5 | 0 | 5 | 0 | Fitting(Female Metal Connector), suitable for connecting Flexible Metal Conduits with PVC cover to Steel Conduit.(connector shall be suitable for externally screwd Steel conduits)
725 | Conduit | 42 | EQMW05 | Flexible | 32mm | 245 | 245 | 77 | 168 | 0 | Flexible Metal Conduit with PVC cover, according to BS 61386.
726 | Conduit | 42 | EQMW06 | Flexible | 40mm | 55 | 55 | 0 | 55 | 0 | Flexible Metal Conduit with PVC cover, according to BS 61386.
727 | Conduit | 42 | EQMW07 | Flexible | 50mm | 35 | 35 | 0 | 35 | 0 | Flexible Metal Conduit with PVC cover, according to BS 61386.
728 | Conduit | 42 | EQMW08 | Flexible | 63mm | 15 | 15 | 0 | 15 | 0 | Flexible Metal Conduit with PVC cover, according to BS 61386.
729 | Conduit | 42 | EQMW11 | Flexible | 75mm | 3 | 3 | 0 | 3 | 0 | Flexible Metal Conduit with PVC cover, according to BS 61386.
730 | Conduit | 42 | EQMW13 | Flexible | 100mm | 5 | 5 | 0 | 5 | 0 | Flexible Metal Conduit with PVC cover, according to BS 61386.
731 | Conduit | 42 | EQMW19 | Flexible | 125mm | 5 | 5 | 0 | 5 | 0 | Flexible Metal Conduit with PVC cover, according to BS 61386.
732 | Conduit | 42 | EQMG00 | Unistrut Channel | 41x41x22x2.5t(mm) | 300 | 300 | 300 | 0 | 0 | Unistrut Channel, Rigid Steel Hot Dip Galvanized of both inside and outside, Average thickness 75 Micron as per ASTM A123, with dimension 41x41x25x2.5t(mm), In length of 0.5m.
733 | Conduit | 43 | EQMI04 | Bushing | 25mm | 25 | 25 | 0 | 25 | 0 | Bushing, made from Steel HDG or Aluminum, suitable for Hot Dipped Galvanized Conduits.
734 | Conduit | 43 | EQMI07 | Bushing | 50mm | 12 | 12 | 5 | 7 | 0 | Bushing, made from Steel HDG or Aluminum, suitable for Hot Dipped Galvanized Conduits.
735 | Conduit | 43 | EQMI08 | Bushing | 63mm | 12 | 12 | 0 | 12 | 0 | Bushing, made from Steel HDG or Aluminum, suitable for Hot Dipped Galvanized Conduits.
736 | Conduit | 43 | EQMI19 | Bushing | 125mm | 5 | 5 | 1 | 4 | 0 | Bushing, made from Steel HDG or Aluminum, suitable for Hot Dipped Galvanized Conduits.
737 | Conduit | 43 | EQMH04 | Clamp for Unistrut | 25mm | 20 | 20 | 0 | 20 | 0 | Clamp for Unistrut Channel, Hot Dipped Galvanized or Stainless Steel Type, suitable for the Conduit sizes as specified.
738 | Conduit | 43 | EQMH05 | Clamp for Unistrut | 32mm | 176 | 176 | 0 | 176 | 0 | Clamp for Unistrut Channel, Hot Dipped Galvanized or Stainless Steel Type, suitable for the Conduit sizes as specified.
739 | Conduit | 43 | EQMH06 | Clamp for Unistrut | 40mm | 48 | 48 | 48 | 0 | 0 | Clamp for Unistrut Channel, Hot Dipped Galvanized or Stainless Steel Type, suitable for the Conduit sizes as specified.
740 | Conduit | 43 | EQMH07 | Clamp for Unistrut | 50mm | 20 | 20 | 0 | 20 | 0 | Clamp for Unistrut Channel, Hot Dipped Galvanized or Stainless Steel Type, suitable for the Conduit sizes as specified.
741 | Conduit | 43 | EQMH08 | Clamp for Unistrut | 63mm | 20 | 20 | 20 | 0 | 0 | Clamp for Unistrut Channel, Hot Dipped Galvanized or Stainless Steel Type, suitable for the Conduit sizes as specified.
742 | Conduit | 43 | EQMH13 | Clamp for Unistrut | 100mm | 3 | 3 | 0 | 3 | 0 | Clamp for Unistrut Channel, Hot Dipped Galvanized or Stainless Steel Type, suitable for the Conduit sizes as specified.
743 | Conduit | 43 | EQMH19 | Clamp for Unistrut | 125mm | 6 | 6 | 0 | 6 | 0 | Clamp for Unistrut Channel, Hot Dipped Galvanized or Stainless Steel Type, suitable for the Conduit sizes as specified.
744 | Conduit | 43 | EQMA04 | Conduit | 25mm | 5 | 5 | 2 | 3 | 0 | Steel Conduit, Rigid Hot Dip Galvanized(HDG) of both inside and outside, Average thickness 75 Micron as per ASTM A123, with metric threads of ISO form according to IEC 60423, Heavy gauge, Welded type, One PVC cap at each end, Conduit length 6m, Screwed externally.
745 | Conduit | 43 | EQMA05 | Conduit | 32mm | 44 | 44 | 0 | 44 | 0 | Steel Conduit, Rigid Hot Dip Galvanized(HDG) of both inside and outside, Average thickness 75 Micron as per ASTM A123, with metric threads of ISO form according to IEC 60423, Heavy gauge, Welded type, One PVC cap at each end, Conduit length 6m, Screwed externally.
746 | Conduit | 43 | EQMA06 | Conduit | 40mm | 12 | 12 | 4 | 8 | 0 | Steel Conduit, Rigid Hot Dip Galvanized(HDG) of both inside and outside, Average thickness 75 Micron as per ASTM A123, with metric threads of ISO form according to IEC 60423, Heavy gauge, Welded type, One PVC cap at each end, Conduit length 6m, Screwed externally.
747 | Conduit | 43 | EQMA07 | Conduit | 50mm | 5 | 5 | 2 | 3 | 0 | Steel Conduit, Rigid Hot Dip Galvanized(HDG) of both inside and outside, Average thickness 75 Micron as per ASTM A123, with metric threads of ISO form according to IEC 60423, Heavy gauge, Welded type, One PVC cap at each end, Conduit length 6m, Screwed externally.
748 | Conduit | 43 | EQMA08 | Conduit | 63mm | 5 | 5 | 5 | 0 | 0 | Steel Conduit, Rigid Hot Dip Galvanized(HDG) of both inside and outside, Average thickness 75 Micron as per ASTM A123, with metric threads of ISO form according to IEC 60423, Heavy gauge, Welded type, One PVC cap at each end, Conduit length 6m, Screwed externally.
749 | Conduit | 43 | EQMA13 | Conduit | 100mm | 1 | 1 | 0 | 1 | 0 | Steel Conduit, Rigid Hot Dip Galvanized(HDG) of both inside and outside, Average thickness 75 Micron as per ASTM A123, with metric threads of ISO form according to IEC 60423, Heavy gauge, Welded type, One PVC cap at each end, Conduit length 6m, Screwed externally.
750 | Conduit | 43 | EQMA19 | Conduit | 125mm | 2 | 2 | 0 | 2 | 0 | Steel Conduit, Rigid Hot Dip Galvanized(HDG) of both inside and outside, Average thickness 75 Micron as per ASTM A123, with metric threads of ISO form according to IEC 60423, Heavy gauge, Welded type, One PVC cap at each end, Conduit length 6m, Screwed externally.
751 | Conduit | 43 | EQMC05 | Coupling | 32mm | 15 | 15 | 0 | 15 | 0 | Coupling for steel Conduits, made from HDG, in accordance with DIN 49020 or BS 4568.
752 | Conduit | 43 | EQMC06 | Coupling | 40mm | 10 | 10 | 0 | 10 | 0 | Coupling for steel Conduits, made from HDG, in accordance with DIN 49020 or BS 4568.
753 | Conduit | 43 | EQMF05 | Female Metal | 32mm | 144 | 144 | 0 | 144 | 0 | Fitting(Female Metal Connector), suitable for connecting Flexible Metal Conduits with PVC cover to Steel Conduit.(connector shall be suitable for externally screwed Steel conduits)
754 | Conduit | 43 | EQMF06 | Female Metal | 40mm | 14 | 14 | 0 | 14 | 0 | Fitting(Female Metal Connector), suitable for connecting Flexible Metal Conduits with PVC cover to Steel Conduit.(connector shall be suitable for externally screwed Steel conduits)
755 | Conduit | 43 | EQMF07 | Female Metal | 50mm | 5 | 5 | 0 | 5 | 0 | Fitting(Female Metal Connector), suitable for connecting Flexible Metal Conduits with PVC cover to Steel Conduit.(connector shall be suitable for externally screwed Steel conduits)
756 | Conduit | 43 | EQMF08 | Female Metal | 63mm | 18 | 18 | 0 | 18 | 0 | Fitting(Female Metal Connector), suitable for connecting Flexible Metal Conduits with PVC cover to Steel Conduit.(connector shall be suitable for externally screwed Steel conduits)
757 | Conduit | 43 | EQMF13 | Female Metal | 100mm | 2 | 2 | 0 | 2 | 0 | Fitting(Female Metal Connector), suitable for connecting Flexible Metal Conduits with PVC cover to Steel Conduit.(connector shall be suitable for externally screwed Steel conduits)
758 | Conduit | 43 | EQMW05 | Flexible | 32mm | 144 | 144 | 6 | 138 | 0 | Flexible Metal Conduit with PVC cover, according to BS 61386.
759 | Conduit | 43 | EQMW06 | Flexible | 40mm | 12 | 12 | 0 | 12 | 0 | Flexible Metal Conduit with PVC cover, according to BS 61386.
760 | Conduit | 43 | EQMW07 | Flexible | 50mm | 4 | 4 | 0 | 4 | 0 | Flexible Metal Conduit with PVC cover, according to BS 61386.
761 | Conduit | 43 | EQMW08 | Flexible | 63mm | 16 | 16 | 0 | 16 | 0 | Flexible Metal Conduit with PVC cover, according to BS 61386.
762 | Conduit | 43 | EQMW13 | Flexible | 100mm | 2 | 2 | 0 | 2 | 0 | Flexible Metal Conduit with PVC cover, according to BS 61386.
763 | Conduit | 43 | EQMG00 | Unistrut Channel | 41x41x22x2.5t(mm) | 30 | 30 | 30 | 0 | 0 | Unistrut Channel, Rigid Steel Hot Dip Galvanized of both inside and outside, Average thickness 75 Micron as per ASTM A123, with dimension 41x41x25x2.5t(mm), In length of 0.5m.
764 | Conduit | 44 | EQMI04 | Bushing | 25mm | 27 | 27 | 1 | 26 | 0 | Bushing, made from Steel HDG or Aluminum, suitable for Hot Dipped Galvanized Conduits
765 | Conduit | 44 | EQMI06 | Bushing | 40mm | 8 | 8 | 8 | 0 | 0 | Bushing, made from Steel HDG or Aluminum, suitable for Hot Dipped Galvanized Conduits
766 | Conduit | 44 | EQMI07 | Bushing | 50mm | 32 | 32 | 6 | 26 | 0 | Bushing, made from Steel HDG or Aluminum, suitable for Hot Dipped Galvanized Conduits
767 | Conduit | 44 | EQMI11 | Bushing | 75mm | 6 | 6 | 2 | 4 | 0 | Bushing, made from Steel HDG or Aluminum, suitable for Hot Dipped Galvanized Conduits
768 | Conduit | 44 | EQMI19 | Bushing | 125mm | 4 | 4 | 0 | 4 | 0 | Bushing, made from Steel HDG or Aluminum, suitable for Hot Dipped Galvanized Conduits
769 | Conduit | 44 | EQMH04 | Clamp for Unistrut | 25mm | 24 | 24 | 0 | 24 | 0 | Clamp for Unistrut Channel, Hot Dipped Galvanized or Stainless Steel Type, suitable for the Conduit sizes as specified.
770 | Conduit | 44 | EQMH05 | Clamp for Unistrut | 32mm | 472 | 472 | 430 | 42 | 0 | Clamp for Unistrut Channel, Hot Dipped Galvanized or Stainless Steel Type, suitable for the Conduit sizes as specified.
771 | Conduit | 44 | EQMH06 | Clamp for Unistrut | 40mm | 96 | 96 | 96 | 0 | 0 | Clamp for Unistrut Channel, Hot Dipped Galvanized or Stainless Steel Type, suitable for the Conduit sizes as specified.
772 | Conduit | 44 | EQMH07 | Clamp for Unistrut | 50mm | 56 | 56 | 40 | 16 | 0 | Clamp for Unistrut Channel, Hot Dipped Galvanized or Stainless Steel Type, suitable for the Conduit sizes as specified.
773 | Conduit | 44 | EQMH08 | Clamp for Unistrut | 63mm | 32 | 32 | 12 | 20 | 0 | Clamp for Unistrut Channel, Hot Dipped Galvanized or Stainless Steel Type, suitable for the Conduit sizes as specified.
774 | Conduit | 44 | EQMH11 | Clamp for Unistrut | 75mm | 4 | 4 | 0 | 4 | 0 | Clamp for Unistrut Channel, Hot Dipped Galvanized or Stainless Steel Type, suitable for the Conduit sizes as specified.
775 | Conduit | 44 | EQMH19 | Clamp for Unistrut | 125mm | 6 | 6 | 0 | 6 | 0 | Clamp for Unistrut Channel, Hot Dipped Galvanized or Stainless Steel Type, suitable for the Conduit sizes as specified.
776 | Conduit | 44 | EQMA04 | Conduit | 25mm | 6 | 6 | 5 | 1 | 0 | Steel Conduit, Rigid Hot Dip Galvanized(HDG) of both inside and outside, Average thickness 75 Micron as per ASTM A123, with metric threads of ISO form according to IEC 60423, Heavy gauge, Welded type, One PVC cap at each end, Conduit length 6m, Screwed externally.
777 | Conduit | 44 | EQMA05 | Conduit | 32mm | 118 | 118 | 118 | 0 | 0 | Steel Conduit, Rigid Hot Dip Galvanized(HDG) of both inside and outside, Average thickness 75 Micron as per ASTM A123, with metric threads of ISO form according to IEC 60423, Heavy gauge, Welded type, One PVC cap at each end, Conduit length 6m, Screwed externally.
778 | Conduit | 44 | EQMA06 | Conduit | 40mm | 24 | 24 | 24 | 0 | 0 | Steel Conduit, Rigid Hot Dip Galvanized(HDG) of both inside and outside, Average thickness 75 Micron as per ASTM A123, with metric threads of ISO form according to IEC 60423, Heavy gauge, Welded type, One PVC cap at each end, Conduit length 6m, Screwed externally.
779 | Conduit | 44 | EQMA07 | Conduit | 50mm | 14 | 14 | 14 | 0 | 0 | Steel Conduit, Rigid Hot Dip Galvanized(HDG) of both inside and outside, Average thickness 75 Micron as per ASTM A123, with metric threads of ISO form according to IEC 60423, Heavy gauge, Welded type, One PVC cap at each end, Conduit length 6m, Screwed externally.
780 | Conduit | 44 | EQMA08 | Conduit | 63mm | 8 | 8 | 5 | 3 | 0 | Steel Conduit, Rigid Hot Dip Galvanized(HDG) of both inside and outside, Average thickness 75 Micron as per ASTM A123, with metric threads of ISO form according to IEC 60423, Heavy gauge, Welded type, One PVC cap at each end, Conduit length 6m, Screwed externally.
781 | Conduit | 44 | EQMA11 | Conduit | 75mm | 1 | 1 | 0 | 1 | 0 | Steel Conduit, Rigid Hot Dip Galvanized(HDG) of both inside and outside, Average thickness 75 Micron as per ASTM A123, with metric threads of ISO form according to IEC 60423, Heavy gauge, Welded type, One PVC cap at each end, Conduit length 6m, Screwed externally.
782 | Conduit | 44 | EQMA19 | Conduit | 125mm | 1 | 1 | 0 | 1 | 0 | Steel Conduit, Rigid Hot Dip Galvanized(HDG) of both inside and outside, Average thickness 75 Micron as per ASTM A123, with metric threads of ISO form according to IEC 60423, Heavy gauge, Welded type, One PVC cap at each end, Conduit length 6m, Screwed externally.
783 | Conduit | 44 | EQMC05 | Coupling | 32mm | 25 | 25 | 25 | 0 | 0 | Coupling for steel Conduits, made from HDG, in accordance with DIN 49020 or BS 4568.
784 | Conduit | 44 | EQMC06 | Coupling | 40mm | 17 | 17 | 11 | 6 | 0 | Coupling for steel Conduits, made from HDG, in accordance with DIN 49020 or BS 4568.
785 | Conduit | 44 | EQMF05 | Female Metal | 32mm | 254 | 254 | 0 | 254 | 0 | Fitting(Female Metal Connector), suitable for connecting Flexible Metal Conduits with PVC cover to Steel Conduit.(connector shall be suitable for externally screwed Steel conduits)
786 | Conduit | 44 | EQMF06 | Female Metal | 40mm | 45 | 45 | 0 | 45 | 0 | Fitting(Female Metal Connector), suitable for connecting Flexible Metal Conduits with PVC cover to Steel Conduit.(connector shall be suitable for externally screwed Steel conduits)
787 | Conduit | 44 | EQMF07 | Female Metal | 50mm | 12 | 12 | 0 | 12 | 0 | Fitting(Female Metal Connector), suitable for connecting Flexible Metal Conduits with PVC cover to Steel Conduit.(connector shall be suitable for externally screwed Steel conduits)
788 | Conduit | 44 | EQMF08 | Female Metal | 63mm | 9 | 9 | 0 | 9 | 0 | Fitting(Female Metal Connector), suitable for connecting Flexible Metal Conduits with PVC cover to Steel Conduit.(connector shall be suitable for externally screwed Steel conduits)
789 | Conduit | 44 | EQMW05 | Flexible | 32mm | 254 | 254 | 15 | 239 | 0 | Flexible Metal Conduit with PVC cover, according to BS 61386.
790 | Conduit | 44 | EQMW06 | Flexible | 40mm | 45 | 45 | 0 | 45 | 0 | Flexible Metal Conduit with PVC cover, according to BS 61386.
791 | Conduit | 44 | EQMW07 | Flexible | 50mm | 12 | 12 | 0 | 12 | 0 | Flexible Metal Conduit with PVC cover, according to BS 61386.
792 | Conduit | 44 | EQMW08 | Flexible | 63mm | 9 | 9 | 0 | 9 | 0 | Flexible Metal Conduit with PVC cover, according to BS 61386.
793 | Conduit | 44 | EQMG00 | Unistrut Channel | 41x41x22x2.5t(mm) | 76 | 76 | 76 | 0 | 0 | Unistrut Channel, Rigid Steel Hot Dip Galvanized of both inside and outside, Average thickness 75 Micron as per ASTM A123, with dimension 41x41x25x2.5t(mm), In length of 0.5m.
794 | Conduit | 46 | EQMI04 | Bushing | 25mm | 100 | 100 | 0 | 100 | 0 | Bushing, made from Steel HDG or Aluminium, suiatble for Hot Dipped Galvanized Conduits.
795 | Conduit | 46 | EQMI07 | Bushing | 50mm | 55 | 55 | 0 | 55 | 0 | Bushing, made from Steel HDG or Aluminium, suiatble for Hot Dipped Galvanized Conduits.
796 | Conduit | 46 | EQMI08 | Bushing | 63mm | 20 | 20 | 0 | 20 | 0 | Bushing, made from Steel HDG or Aluminium, suiatble for Hot Dipped Galvanized Conduits.
797 | Conduit | 46 | EQMI11 | Bushing | 75mm | 5 | 5 | 0 | 5 | 0 | Bushing, made from Steel HDG or Aluminium, suiatble for Hot Dipped Galvanized Conduits.
798 | Conduit | 46 | EQMI13 | Bushing | 100mm | 15 | 15 | 0 | 15 | 0 | Bushing, made from Steel HDG or Aluminium, suiatble for Hot Dipped Galvanized Conduits.
799 | Conduit | 46 | EQMI19 | Bushing | 125mm | 20 | 20 | 0 | 20 | 0 | Bushing, made from Steel HDG or Aluminium, suiatble for Hot Dipped Galvanized Conduits.
800 | Conduit | 46 | EQMH04 | Clamp for Unistrut | 25mm | 105 | 105 | 0 | 105 | 0 | Clamp for Unistrut Channel, Hot Dipped Galvanized or Stainless Steel Type, suitable for the Conduit sizes as specified.
801 | Conduit | 46 | EQMH07 | Clamp for Unistrut | 50mm | 55 | 55 | 0 | 55 | 0 | Clamp for Unistrut Channel, Hot Dipped Galvanized or Stainless Steel Type, suitable for the Conduit sizes as specified.
802 | Conduit | 46 | EQMH08 | Clamp for Unistrut | 63mm | 20 | 20 | 0 | 20 | 0 | Clamp for Unistrut Channel, Hot Dipped Galvanized or Stainless Steel Type, suitable for the Conduit sizes as specified.
803 | Conduit | 46 | EQMH11 | Clamp for Unistrut | 75mm | 5 | 5 | 0 | 5 | 0 | Clamp for Unistrut Channel, Hot Dipped Galvanized or Stainless Steel Type, suitable for the Conduit sizes as specified.
804 | Conduit | 46 | EQMH13 | Clamp for Unistrut | 100mm | 20 | 20 | 0 | 20 | 0 | Clamp for Unistrut Channel, Hot Dipped Galvanized or Stainless Steel Type, suitable for the Conduit sizes as specified.
805 | Conduit | 46 | EQMH19 | Clamp for Unistrut | 125mm | 20 | 20 | 0 | 20 | 0 | Clamp for Unistrut Channel, Hot Dipped Galvanized or Stainless Steel Type, suitable for the Conduit sizes as specified.
806 | Conduit | 46 | EQMA04 | Conduit | 25mm | 120 | 120 | 0 | 120 | 0 | Steel Conduit, Rigid Hot Dip Galvanized(HDG) of both inside and outside, Average thickness 75 Micron as per ASTM A123, with metric threads of ISO form according to IEC 60423, Heavy gauge, Welded type, One PVC cap at each end, Conduit length 6m, Screwed externally.
807 | Conduit | 46 | EQMA07 | Conduit | 50mm | 65 | 65 | 0 | 65 | 0 | Steel Conduit, Rigid Hot Dip Galvanized(HDG) of both inside and outside, Average thickness 75 Micron as per ASTM A123, with metric threads of ISO form according to IEC 60423, Heavy gauge, Welded type, One PVC cap at each end, Conduit length 6m, Screwed externally.
808 | Conduit | 46 | EQMA08 | Conduit | 63mm | 20 | 20 | 0 | 20 | 0 | Steel Conduit, Rigid Hot Dip Galvanized(HDG) of both inside and outside, Average thickness 75 Micron as per ASTM A123, with metric threads of ISO form according to IEC 60423, Heavy gauge, Welded type, One PVC cap at each end, Conduit length 6m, Screwed externally.
809 | Conduit | 46 | EQMA11 | Conduit | 75mm | 10 | 10 | 0 | 10 | 0 | Steel Conduit, Rigid Hot Dip Galvanized(HDG) of both inside and outside, Average thickness 75 Micron as per ASTM A123, with metric threads of ISO form according to IEC 60423, Heavy gauge, Welded type, One PVC cap at each end, Conduit length 6m, Screwed externally.
810 | Conduit | 46 | EQMA13 | Conduit | 100mm | 20 | 20 | 0 | 20 | 0 | Steel Conduit, Rigid Hot Dip Galvanized(HDG) of both inside and outside, Average thickness 75 Micron as per ASTM A123, with metric threads of ISO form according to IEC 60423, Heavy gauge, Welded type, One PVC cap at each end, Conduit length 6m, Screwed externally.
811 | Conduit | 46 | EQMA19 | Conduit | 125mm | 25 | 25 | 0 | 25 | 0 | Steel Conduit, Rigid Hot Dip Galvanized(HDG) of both inside and outside, Average thickness 75 Micron as per ASTM A123, with metric threads of ISO form according to IEC 60423, Heavy gauge, Welded type, One PVC cap at each end, Conduit length 6m, Screwed externally.
812 | Conduit | 46 | EQMC04 | Coupling | 25mm | 100 | 100 | 0 | 100 | 0 | Coupling for steel Conduits, made from HDG,in accordance with DIN 49020 or BS 4568.
813 | Conduit | 46 | EQMC07 | Coupling | 50mm | 55 | 55 | 0 | 55 | 0 | Coupling for steel Conduits, made from HDG,in accordance with DIN 49020 or BS 4568.
814 | Conduit | 46 | EQMC08 | Coupling | 63mm | 20 | 20 | 0 | 20 | 0 | Coupling for steel Conduits, made from HDG,in accordance with DIN 49020 or BS 4568.
815 | Conduit | 46 | EQMC11 | Coupling | 75mm | 10 | 10 | 0 | 10 | 0 | Coupling for steel Conduits, made from HDG,in accordance with DIN 49020 or BS 4568.
816 | Conduit | 46 | EQMC13 | Coupling | 100mm | 10 | 10 | 0 | 10 | 0 | Coupling for steel Conduits, made from HDG,in accordance with DIN 49020 or BS 4568.
817 | Conduit | 46 | EQMC19 | Coupling | 125mm | 20 | 20 | 0 | 20 | 0 | Coupling for steel Conduits, made from HDG,in accordance with DIN 49020 or BS 4568.
818 | Conduit | 46 | EQMG00 | Unistrut Channel | 41x41x22x2.5t(mm) | 35 | 35 | 35 | 0 | 0 | Unistrut Channel, Rigid Steel Hot Dip Galvanized of both inside and outside, Average thickness 75 Micron as per ASTM A123, with dimension 41x41x25x2.5t(mm), In length of 0.5m.
819 | Conduit | 50 | EQMI04 | Bushing | 25mm | 260 | 260 | 60 | 200 | 0 | Bushing, made from Steel HDG or Aluminium, suiatble for Hot Dipped Galvanized Conduits.
820 | Conduit | 50 | EQMH04 | Clamp for Unistrut | 25mm | 270 | 270 | 60 | 210 | 0 | Clamp for Unistrut Channel, Hot Dipped Galvanized or Stainless Steel Type, suiatble for the Conduit sizes as specified.
821 | Conduit | 50 | EQMH06 | Clamp for Unistrut | 40mm | 3 | 3 | 0 | 3 | 0 | Clamp for Unistrut Channel, Hot Dipped Galvanized or Stainless Steel Type, suiatble for the Conduit sizes as specified.
822 | Conduit | 50 | EQMH07 | Clamp for Unistrut | 50mm | 150 | 150 | 86 | 64 | 0 | Clamp for Unistrut Channel, Hot Dipped Galvanized or Stainless Steel Type, suiatble for the Conduit sizes as specified.
823 | Conduit | 50 | EQMH08 | Clamp for Unistrut | 63mm | 390 | 390 | 10 | 380 | 0 | Clamp for Unistrut Channel, Hot Dipped Galvanized or Stainless Steel Type, suiatble for the Conduit sizes as specified.
824 | Conduit | 50 | EQMH11 | Clamp for Unistrut | 75mm | 3 | 3 | 0 | 3 | 0 | Clamp for Unistrut Channel, Hot Dipped Galvanized or Stainless Steel Type, suiatble for the Conduit sizes as specified.
825 | Conduit | 50 | EQMA04 | Conduit | 25mm | 80 | 80 | 8 | 72 | 0 | Steel Conduit, Rigid Hot Dip Galvanized(HDG) of both inside and outside, Average thickness 75 Micron as per ASTM A123, with metric threads of ISO form according to IEC 60423, Heavy gauge, Welded type,One PVC cap at each end, Conduit length 6m, Screwed externally.
826 | Conduit | 50 | EQMA06 | Conduit | 40mm | 3 | 3 | 0 | 3 | 0 | Steel Conduit, Rigid Hot Dip Galvanized(HDG) of both inside and outside, Average thickness 75 Micron as per ASTM A123, with metric threads of ISO form according to IEC 60423, Heavy gauge, Welded type,One PVC cap at each end, Conduit length 6m, Screwed externally.
827 | Conduit | 50 | EQMA07 | Conduit | 50mm | 40 | 40 | 21 | 19 | 0 | Steel Conduit, Rigid Hot Dip Galvanized(HDG) of both inside and outside, Average thickness 75 Micron as per ASTM A123, with metric threads of ISO form according to IEC 60423, Heavy gauge, Welded type,One PVC cap at each end, Conduit length 6m, Screwed externally.
828 | Conduit | 50 | EQMA08 | Conduit | 63mm | 90 | 90 | 2 | 88 | 0 | Steel Conduit, Rigid Hot Dip Galvanized(HDG) of both inside and outside, Average thickness 75 Micron as per ASTM A123, with metric threads of ISO form according to IEC 60423, Heavy gauge, Welded type,One PVC cap at each end, Conduit length 6m, Screwed externally.
829 | Conduit | 50 | EQMA11 | Conduit | 75mm | 2 | 2 | 0 | 2 | 0 | Steel Conduit, Rigid Hot Dip Galvanized(HDG) of both inside and outside, Average thickness 75 Micron as per ASTM A123, with metric threads of ISO form according to IEC 60423, Heavy gauge, Welded type,One PVC cap at each end, Conduit length 6m, Screwed externally.
830 | Conduit | 50 | EQMF06 | Female Metal | 40mm | 3 | 3 | 0 | 3 | 0 | Fitting(Female Metal Connector), suitable for connecting Flexible Metal Conduits with PVC cover to Steel Conduit.(connector shall be suitable for externally screwed Steel conduits)
831 | Conduit | 50 | EQMF07 | Female Metal | 50mm | 150 | 150 | 0 | 150 | 0 | Fitting(Female Metal Connector), suitable for connecting Flexible Metal Conduits with PVC cover to Steel Conduit.(connector shall be suitable for externally screwed Steel conduits)
832 | Conduit | 50 | EQMF08 | Female Metal | 63mm | 390 | 393 | 0 | 393 | 0 | Fitting(Female Metal Connector), suitable for connecting Flexible Metal Conduits with PVC cover to Steel Conduit.(connector shall be suitable for externally screwed Steel conduits)
833 | Conduit | 50 | EQMF11 | Female Metal | 75mm | 3 | 3 | 0 | 3 | 0 | Fitting(Female Metal Connector), suitable for connecting Flexible Metal Conduits with PVC cover to Steel Conduit.(connector shall be suitable for externally screwed Steel conduits)
834 | Conduit | 50 | EQMW06 | Flexible | 40mm | 3 | 3 | 0 | 3 | 0 | Flexible Metal Conduit with PVC cover, according to BS 61386.
835 | Conduit | 50 | EQMW07 | Flexible | 50mm | 140 | 140 | 0 | 140 | 0 | Flexible Metal Conduit with PVC cover, according to BS 61386.
836 | Conduit | 50 | EQMW08 | Flexible | 63mm | 355 | 355 | 0 | 355 | 0 | Flexible Metal Conduit with PVC cover, according to BS 61386.
837 | Conduit | 50 | EQMW11 | Flexible | 75mm | 3 | 3 | 0 | 3 | 0 | Flexible Metal Conduit with PVC cover, according to BS 61386.
838 | Conduit | 50 | EQMG00 | Unistrut Channel | 41x41x22x2.5t(mm) | 300 | 300 | 60 | 240 | 0 | Unistrut Channel, Rigid Steel Hot Dip Galvanized of both inside and outside, Average thickness 75 Micron as per ASTM A123, with dimension 41x41x25x2.5t(mm), In length of 0.5m.
839 | Conduit | 51 | EQMI04 | Bushing | 25mm | 450 | 450 | 450 | 0 | 0 | Bushing, made from Steel HDG or Aluminium, suiatble for Hot Dipped Galvanized Conduits.
840 | Conduit | 51 | EQMI06 | Bushing | 40mm | 50 | 50 | 50 | 0 | 0 | Bushing, made from Steel HDG or Aluminium, suiatble for Hot Dipped Galvanized Conduits.
841 | Conduit | 51 | EQMI07 | Bushing | 50mm | 236 | 236 | 235 | 1 | 0 | Bushing, made from Steel HDG or Aluminium, suiatble for Hot Dipped Galvanized Conduits.
842 | Conduit | 51 | EQMI08 | Bushing | 63mm | 30 | 30 | 30 | 0 | 0 | Bushing, made from Steel HDG or Aluminium, suiatble for Hot Dipped Galvanized Conduits.
843 | Conduit | 51 | EQMI11 | Bushing | 75mm | 49 | 49 | 48 | 1 | 0 | Bushing, made from Steel HDG or Aluminium, suiatble for Hot Dipped Galvanized Conduits.
844 | Conduit | 51 | EQMI12 | Bushing | 90mm | 83 | 83 | 63 | 20 | 0 | Bushing, made from Steel HDG or Aluminium, suiatble for Hot Dipped Galvanized Conduits.
845 | Conduit | 51 | EQMI19 | Bushing | 125mm | 53 | 53 | 53 | 0 | 0 | Bushing, made from Steel HDG or Aluminium, suiatble for Hot Dipped Galvanized Conduits.
846 | Conduit | 51 | EQMI14 | Bushing | 150mm | 10 | 10 | 10 | 0 | 0 | Bushing, made from Steel HDG or Aluminium, suiatble for Hot Dipped Galvanized Conduits.
847 | Conduit | 51 | EQMH04 | Clamp for Unistrut | 25mm | 2900 | 2900 | 2900 | 0 | 0 | Clamp for Unistrut Channel, Hot Dipped Galvanized or Stainless Steel Type, suiatble for the Conduit sizes as specified.
848 | Conduit | 51 | EQMH05 | Clamp for Unistrut | 32mm | 7680 | 7680 | 7680 | 0 | 0 | Clamp for Unistrut Channel, Hot Dipped Galvanized or Stainless Steel Type, suiatble for the Conduit sizes as specified.
849 | Conduit | 51 | EQMH06 | Clamp for Unistrut | 40mm | 1256 | 1256 | 1256 | 0 | 0 | Clamp for Unistrut Channel, Hot Dipped Galvanized or Stainless Steel Type, suiatble for the Conduit sizes as specified.
850 | Conduit | 51 | EQMH07 | Clamp for Unistrut | 50mm | 1092 | 1092 | 1092 | 0 | 0 | Clamp for Unistrut Channel, Hot Dipped Galvanized or Stainless Steel Type, suiatble for the Conduit sizes as specified.
851 | Conduit | 51 | EQMH08 | Clamp for Unistrut | 63mm | 148 | 148 | 118 | 30 | 0 | Clamp for Unistrut Channel, Hot Dipped Galvanized or Stainless Steel Type, suiatble for the Conduit sizes as specified.
852 | Conduit | 51 | EQMH11 | Clamp for Unistrut | 75mm | 220 | 220 | 20 | 200 | 0 | Clamp for Unistrut Channel, Hot Dipped Galvanized or Stainless Steel Type, suiatble for the Conduit sizes as specified.
853 | Conduit | 51 | EQMH13 | Clamp for Unistrut | 100mm | 280 | 280 | 30 | 250 | 0 | Clamp for Unistrut Channel, Hot Dipped Galvanized or Stainless Steel Type, suiatble for the Conduit sizes as specified.
854 | Conduit | 51 | EQMH19 | Clamp for Unistrut | 125mm | 144 | 194 | 114 | 80 | 0 | Clamp for Unistrut Channel, Hot Dipped Galvanized or Stainless Steel Type, suiatble for the Conduit sizes as specified.
855 | Conduit | 51 | EQMH14 | Clamp for Unistrut | 150mm | 80 | 80 | 60 | 20 | 0 | Clamp for Unistrut Channel, Hot Dipped Galvanized or Stainless Steel Type, suiatble for the Conduit sizes as specified.
856 | Conduit | 51 | EQMA04 | Conduit | 25mm | 725 | 725 | 500 | 225 | 0 | Steel Conduit, Rigid Hot Dip Galvanized(HDG) of both inside and outside, Average thickness 75 Micron as per ASTM A123, with metric threads of ISO form according to IEC 60423, Heavy gauge, Welded type, One PVC cap at each end, Conduit length 6m, Screwed externally.
857 | Conduit | 51 | EQMA05 | Conduit | 32mm | 1920 | 1920 | 1579 | 341 | 0 | Steel Conduit, Rigid Hot Dip Galvanized(HDG) of both inside and outside, Average thickness 75 Micron as per ASTM A123, with metric threads of ISO form according to IEC 60423, Heavy gauge, Welded type, One PVC cap at each end, Conduit length 6m, Screwed externally.
858 | Conduit | 51 | EQMA06 | Conduit | 40mm | 314 | 314 | 307 | 7 | 0 | Steel Conduit, Rigid Hot Dip Galvanized(HDG) of both inside and outside, Average thickness 75 Micron as per ASTM A123, with metric threads of ISO form according to IEC 60423, Heavy gauge, Welded type, One PVC cap at each end, Conduit length 6m, Screwed externally.
859 | Conduit | 51 | EQMA07 | Conduit | 50mm | 273 | 273 | 262 | 11 | 0 | Steel Conduit, Rigid Hot Dip Galvanized(HDG) of both inside and outside, Average thickness 75 Micron as per ASTM A123, with metric threads of ISO form according to IEC 60423, Heavy gauge, Welded type, One PVC cap at each end, Conduit length 6m, Screwed externally.
860 | Conduit | 51 | EQMA08 | Conduit | 63mm | 37 | 38 | 30 | 8 | 0 | Steel Conduit, Rigid Hot Dip Galvanized(HDG) of both inside and outside, Average thickness 75 Micron as per ASTM A123, with metric threads of ISO form according to IEC 60423, Heavy gauge, Welded type, One PVC cap at each end, Conduit length 6m, Screwed externally.
861 | Conduit | 51 | EQMA11 | Conduit | 75mm | 55 | 55 | 8 | 47 | 0 | Steel Conduit, Rigid Hot Dip Galvanized(HDG) of both inside and outside, Average thickness 75 Micron as per ASTM A123, with metric threads of ISO form according to IEC 60423, Heavy gauge, Welded type, One PVC cap at each end, Conduit length 6m, Screwed externally.
862 | Conduit | 51 | EQMA12 | Conduit | 90mm | 70 | 70 | 19 | 51 | 0 | Steel Conduit, Rigid Hot Dip Galvanized(HDG) of both inside and outside, Average thickness 75 Micron as per ASTM A123, with metric threads of ISO form according to IEC 60423, Heavy gauge, Welded type, One PVC cap at each end, Conduit length 6m, Screwed externally.
863 | Conduit | 51 | EQMA13 | Conduit | 100mm | 36 | 36 | 7 | 29 | 0 | Steel Conduit, Rigid Hot Dip Galvanized(HDG) of both inside and outside, Average thickness 75 Micron as per ASTM A123, with metric threads of ISO form according to IEC 60423, Heavy gauge, Welded type, One PVC cap at each end, Conduit length 6m, Screwed externally.
864 | Conduit | 51 | EQMA19 | Conduit | 125mm | 95 | 95 | 19 | 76 | 0 | Steel Conduit, Rigid Hot Dip Galvanized(HDG) of both inside and outside, Average thickness 75 Micron as per ASTM A123, with metric threads of ISO form according to IEC 60423, Heavy gauge, Welded type, One PVC cap at each end, Conduit length 6m, Screwed externally.
865 | Conduit | 51 | EQMA14 | Conduit | 150mm | 7 | 7 | 6 | 1 | 0 | Steel Conduit, Rigid Hot Dip Galvanized(HDG) of both inside and outside, Average thickness 75 Micron as per ASTM A123, with metric threads of ISO form according to IEC 60423, Heavy gauge, Welded type, One PVC cap at each end, Conduit length 6m, Screwed externally.
866 | Conduit | 51 | EQMD04 | Conduit | 25mm | 8 | 8 | 0 | 8 | 0 | Steel Conduit, Rigid Hot Dip Galvanized of both inside and outside, Average thickness 75 Micron as per ASTM A123, with metric threads of ISO form according to IEC 60423, Heavy gauge, Seamless type, One PVC cap at each end, Conduit length 6m, Screwed externally.
867 | Conduit | 51 | EQMD05 | Conduit | 32mm | 8 | 8 | 0 | 8 | 0 | Steel Conduit, Rigid Hot Dip Galvanized of both inside and outside, Average thickness 75 Micron as per ASTM A123, with metric threads of ISO form according to IEC 60423, Heavy gauge, Seamless type, One PVC cap at each end, Conduit length 6m, Screwed externally.
868 | Conduit | 51 | EQMD06 | Conduit | 40mm | 11 | 11 | 0 | 11 | 0 | Steel Conduit, Rigid Hot Dip Galvanized of both inside and outside, Average thickness 75 Micron as per ASTM A123, with metric threads of ISO form according to IEC 60423, Heavy gauge, Seamless type, One PVC cap at each end, Conduit length 6m, Screwed externally.
869 | Conduit | 51 | EQMC04 | Coupling | 25mm | 798 | 798 | 100 | 698 | 0 | Coupling for steel Conduits, made from HDG,in accordance with DIN 49020 or BS 4568.
870 | Conduit | 51 | EQMC05 | Coupling | 32mm | 2112 | 2112 | 862 | 1250 | 0 | Coupling for steel Conduits, made from HDG,in accordance with DIN 49020 or BS 4568.
871 | Conduit | 51 | EQMC06 | Coupling | 40mm | 346 | 346 | 230 | 116 | 0 | Coupling for steel Conduits, made from HDG,in accordance with DIN 49020 or BS 4568.
872 | Conduit | 51 | EQMC07 | Coupling | 50mm | 301 | 302 | 261 | 41 | 0 | Coupling for steel Conduits, made from HDG,in accordance with DIN 49020 or BS 4568.
873 | Conduit | 51 | EQMC08 | Coupling | 63mm | 50 | 50 | 30 | 20 | 0 | Coupling for steel Conduits, made from HDG,in accordance with DIN 49020 or BS 4568.
874 | Conduit | 51 | EQMC11 | Coupling | 75mm | 61 | 61 | 14 | 47 | 0 | Coupling for steel Conduits, made from HDG,in accordance with DIN 49020 or BS 4568.
875 | Conduit | 51 | EQMC13 | Coupling | 100mm | 50 | 50 | 0 | 50 | 0 | Coupling for steel Conduits, made from HDG,in accordance with DIN 49020 or BS 4568.
876 | Conduit | 51 | EQMC19 | Coupling | 125mm | 105 | 105 | 0 | 105 | 0 | Coupling for steel Conduits, made from HDG,in accordance with DIN 49020 or BS 4568.
877 | Conduit | 51 | EQMC14 | Coupling | 150mm | 50 | 50 | 0 | 50 | 0 | Coupling for steel Conduits, made from HDG,in accordance with DIN 49020 or BS 4568.
878 | Conduit | 51 | EQMF05 | Female Metal | 32mm | 1842 | 1842 | 0 | 1842 | 0 | Fitting(Female Metal Connector), suitable for connecting Flexible Metal Conduits with PVC cover to Steel Conduit.(connector shall be suitable for externally screwd Steel conduits).
879 | Conduit | 51 | EQMF06 | Female Metal | 40mm | 185 | 185 | 0 | 185 | 0 | Fitting(Female Metal Connector), suitable for connecting Flexible Metal Conduits with PVC cover to Steel Conduit.(connector shall be suitable for externally screwd Steel conduits).
880 | Conduit | 51 | EQMF07 | Female Metal | 50mm | 33 | 33 | 0 | 33 | 0 | Fitting(Female Metal Connector), suitable for connecting Flexible Metal Conduits with PVC cover to Steel Conduit.(connector shall be suitable for externally screwd Steel conduits).
881 | Conduit | 51 | EQMF08 | Female Metal | 63mm | 62 | 62 | 0 | 62 | 0 | Fitting(Female Metal Connector), suitable for connecting Flexible Metal Conduits with PVC cover to Steel Conduit.(connector shall be suitable for externally screwd Steel conduits).
882 | Conduit | 51 | EQMF11 | Female Metal | 75mm | 10 | 10 | 0 | 10 | 0 | Fitting(Female Metal Connector), suitable for connecting Flexible Metal Conduits with PVC cover to Steel Conduit.(connector shall be suitable for externally screwd Steel conduits).
883 | Conduit | 51 | EQMF12 | Female Metal | 90mm | 10 | 10 | 0 | 10 | 0 | Fitting(Female Metal Connector), suitable for connecting Flexible Metal Conduits with PVC cover to Steel Conduit.(connector shall be suitable for externally screwd Steel conduits).
884 | Conduit | 51 | EQMF13 | Female Metal | 100mm | 11 | 11 | 0 | 11 | 0 | Fitting(Female Metal Connector), suitable for connecting Flexible Metal Conduits with PVC cover to Steel Conduit.(connector shall be suitable for externally screwd Steel conduits).
885 | Conduit | 51 | EQMF19 | Female Metal | 125mm | 10 | 10 | 0 | 10 | 0 | Fitting(Female Metal Connector), suitable for connecting Flexible Metal Conduits with PVC cover to Steel Conduit.(connector shall be suitable for externally screwd Steel conduits).
886 | Conduit | 51 | EQMW05 | Flexible | 32mm | 2357 | 2357 | 0 | 2357 | 0 | Flexible Metal Conduit with PVC cover, according to BS 61386.
887 | Conduit | 51 | EQMW06 | Flexible | 40mm | 185 | 210 | 0 | 210 | 0 | Flexible Metal Conduit with PVC cover, according to BS 61386.
888 | Conduit | 51 | EQMW07 | Flexible | 50mm | 100 | 100 | 0 | 100 | 0 | Flexible Metal Conduit with PVC cover, according to BS 61386.
889 | Conduit | 51 | EQMW08 | Flexible | 63mm | 100 | 100 | 0 | 100 | 0 | Flexible Metal Conduit with PVC cover, according to BS 61386.
890 | Conduit | 51 | EQMW11 | Flexible | 75mm | 20 | 20 | 0 | 20 | 0 | Flexible Metal Conduit with PVC cover, according to BS 61386.
891 | Conduit | 51 | EQMW12 | Flexible | 90mm | 20 | 20 | 0 | 20 | 0 | Flexible Metal Conduit with PVC cover, according to BS 61386.
892 | Conduit | 51 | EQMW13 | Flexible | 100mm | 20 | 20 | 0 | 20 | 0 | Flexible Metal Conduit with PVC cover, according to BS 61386.
893 | Conduit | 51 | EQMW19 | Flexible | 125mm | 10 | 10 | 0 | 10 | 0 | Flexible Metal Conduit with PVC cover, according to BS 61386.
894 | Conduit | 51 | EQMG00 | Unistrut Channel | 41x41x22x2.5t(mm) | 1600 | 1608 | 1608 | 0 | 0 | Unistrut Channel, Rigid Steel Hot Dip Galvanized of both inside and outside, Average thickness 75 Micron as per ASTM A123, with dimension 41x41x25x2.5t(mm), In length of 0.5m.
895 | Conduit | 55 | EQMI04 | Bushing | 25mm | 168 | 168 | 168 | 0 | 0 | Bushing, made from Steel HDG or Aluminum, suitable for Hot Dipped Galvanized Conduits.
896 | Conduit | 55 | EQMI07 | Bushing | 50mm | 10 | 10 | 10 | 0 | 0 | Bushing, made from Steel HDG or Aluminum, suitable for Hot Dipped Galvanized Conduits.
897 | Conduit | 55 | EQMI11 | Bushing | 75mm | 10 | 10 | 10 | 0 | 0 | Bushing, made from Steel HDG or Aluminum, suitable for Hot Dipped Galvanized Conduits.
898 | Conduit | 55 | EQMI13 | Bushing | 100mm | 10 | 10 | 10 | 0 | 0 | Bushing, made from Steel HDG or Aluminum, suitable for Hot Dipped Galvanized Conduits.
899 | Conduit | 55 | EQMI19 | Bushing | 125mm | 10 | 10 | 10 | 0 | 0 | Bushing, made from Steel HDG or Aluminum, suitable for Hot Dipped Galvanized Conduits.
900 | Conduit | 55 | EQMH04 | Clamp for Unistrut | 25mm | 796 | 796 | 650 | 146 | 0 | Clamp for Unistrut Channel, Hot Dipped Galvanized or Stainless Steel Type, suitable for the Conduit sizes as specified.
901 | Conduit | 55 | EQMH05 | Clamp for Unistrut | 32mm | 2027 | 2027 | 2027 | 0 | 0 | Clamp for Unistrut Channel, Hot Dipped Galvanized or Stainless Steel Type, suitable for the Conduit sizes as specified.
902 | Conduit | 55 | EQMH06 | Clamp for Unistrut | 40mm | 425 | 425 | 425 | 0 | 0 | Clamp for Unistrut Channel, Hot Dipped Galvanized or Stainless Steel Type, suitable for the Conduit sizes as specified.
903 | Conduit | 55 | EQMH07 | Clamp for Unistrut | 50mm | 144 | 144 | 144 | 0 | 0 | Clamp for Unistrut Channel, Hot Dipped Galvanized or Stainless Steel Type, suitable for the Conduit sizes as specified.
904 | Conduit | 55 | EQMH08 | Clamp for Unistrut | 63mm | 50 | 50 | 0 | 50 | 0 | Clamp for Unistrut Channel, Hot Dipped Galvanized or Stainless Steel Type, suitable for the Conduit sizes as specified.
905 | Conduit | 55 | EQMH11 | Clamp for Unistrut | 75mm | 50 | 50 | 0 | 50 | 0 | Clamp for Unistrut Channel, Hot Dipped Galvanized or Stainless Steel Type, suitable for the Conduit sizes as specified.
906 | Conduit | 55 | EQMH13 | Clamp for Unistrut | 100mm | 50 | 50 | 0 | 50 | 0 | Clamp for Unistrut Channel, Hot Dipped Galvanized or Stainless Steel Type, suitable for the Conduit sizes as specified.
907 | Conduit | 55 | EQMH19 | Clamp for Unistrut | 125mm | 50 | 50 | 0 | 50 | 0 | Clamp for Unistrut Channel, Hot Dipped Galvanized or Stainless Steel Type, suitable for the Conduit sizes as specified.
908 | Conduit | 55 | EQMA04 | Conduit | 25mm | 445 | 445 | 67 | 378 | 0 | Steel Conduit, Rigid Hot Dip Galvanized(HDG) of both inside and outside, Average thickness 75 Micron as per ASTM A123, with metric threads of ISO form according to IEC 60423, Heavy gauge, Welded type, One PVC cap at each end, Conduit length 6m, Screwed externally.
909 | Conduit | 55 | EQMA05 | Conduit | 32mm | 508 | 508 | 374 | 134 | 0 | Steel Conduit, Rigid Hot Dip Galvanized(HDG) of both inside and outside, Average thickness 75 Micron as per ASTM A123, with metric threads of ISO form according to IEC 60423, Heavy gauge, Welded type, One PVC cap at each end, Conduit length 6m, Screwed externally.
910 | Conduit | 55 | EQMA06 | Conduit | 40mm | 92 | 92 | 92 | 0 | 0 | Steel Conduit, Rigid Hot Dip Galvanized(HDG) of both inside and outside, Average thickness 75 Micron as per ASTM A123, with metric threads of ISO form according to IEC 60423, Heavy gauge, Welded type, One PVC cap at each end, Conduit length 6m, Screwed externally.
911 | Conduit | 55 | EQMA07 | Conduit | 50mm | 85 | 85 | 80 | 5 | 0 | Steel Conduit, Rigid Hot Dip Galvanized(HDG) of both inside and outside, Average thickness 75 Micron as per ASTM A123, with metric threads of ISO form according to IEC 60423, Heavy gauge, Welded type, One PVC cap at each end, Conduit length 6m, Screwed externally.
912 | Conduit | 55 | EQMA08 | Conduit | 63mm | 16 | 16 | 2 | 14 | 0 | Steel Conduit, Rigid Hot Dip Galvanized(HDG) of both inside and outside, Average thickness 75 Micron as per ASTM A123, with metric threads of ISO form according to IEC 60423, Heavy gauge, Welded type, One PVC cap at each end, Conduit length 6m, Screwed externally.
913 | Conduit | 55 | EQMA11 | Conduit | 75mm | 6 | 6 | 0 | 6 | 0 | Steel Conduit, Rigid Hot Dip Galvanized(HDG) of both inside and outside, Average thickness 75 Micron as per ASTM A123, with metric threads of ISO form according to IEC 60423, Heavy gauge, Welded type, One PVC cap at each end, Conduit length 6m, Screwed externally.
914 | Conduit | 55 | EQMA13 | Conduit | 100mm | 7 | 7 | 3 | 4 | 0 | Steel Conduit, Rigid Hot Dip Galvanized(HDG) of both inside and outside, Average thickness 75 Micron as per ASTM A123, with metric threads of ISO form according to IEC 60423, Heavy gauge, Welded type, One PVC cap at each end, Conduit length 6m, Screwed externally.
915 | Conduit | 55 | EQMA19 | Conduit | 125mm | 7 | 7 | 0 | 7 | 0 | Steel Conduit, Rigid Hot Dip Galvanized(HDG) of both inside and outside, Average thickness 75 Micron as per ASTM A123, with metric threads of ISO form according to IEC 60423, Heavy gauge, Welded type, One PVC cap at each end, Conduit length 6m, Screwed externally.
916 | Conduit | 55 | EQMD04 | Conduit | 25mm | 20 | 20 | 0 | 20 | 0 | Steel Conduit, Rigid Hot Dip Galvanized(HDG) of both inside and outside, Average thickness 75 Micron as per ASTM A123, with metric threads of ISO form according to IEC 60423, Heavy gauge, Welded type, One PVC cap at each end, Conduit length 6m, Screwed externally.
917 | Conduit | 55 | EQMD05 | Conduit | 32mm | 34 | 34 | 0 | 34 | 0 | Steel Conduit, Rigid Hot Dip Galvanized(HDG) of both inside and outside, Average thickness 75 Micron as per ASTM A123, with metric threads of ISO form according to IEC 60423, Heavy gauge, Welded type, One PVC cap at each end, Conduit length 6m, Screwed externally.
918 | Conduit | 55 | EQMD06 | Conduit | 40mm | 10 | 10 | 0 | 10 | 0 | Steel Conduit, Rigid Hot Dip Galvanized(HDG) of both inside and outside, Average thickness 75 Micron as per ASTM A123, with metric threads of ISO form according to IEC 60423, Heavy gauge, Welded type, One PVC cap at each end, Conduit length 6m, Screwed externally.
919 | Conduit | 55 | EQMC04 | Coupling | 25mm | 267 | 267 | 0 | 267 | 0 | Coupling for steel Conduits, made from HDG, in accordance with DIN 49020 or BS 4568.
920 | Conduit | 55 | EQMC05 | Coupling | 32mm | 554 | 554 | 254 | 300 | 0 | Coupling for steel Conduits, made from HDG, in accordance with DIN 49020 or BS 4568.
921 | Conduit | 55 | EQMC06 | Coupling | 40mm | 100 | 100 | 100 | 0 | 0 | Coupling for steel Conduits, made from HDG, in accordance with DIN 49020 or BS 4568.
922 | Conduit | 55 | EQMC07 | Coupling | 50mm | 93 | 93 | 56 | 37 | 0 | Coupling for steel Conduits, made from HDG, in accordance with DIN 49020 or BS 4568.
923 | Conduit | 55 | EQMC08 | Coupling | 63mm | 50 | 50 | 0 | 50 | 0 | Coupling for steel Conduits, made from HDG, in accordance with DIN 49020 or BS 4568.
924 | Conduit | 55 | EQMC11 | Coupling | 75mm | 50 | 50 | 0 | 50 | 0 | Coupling for steel Conduits, made from HDG, in accordance with DIN 49020 or BS 4568.
925 | Conduit | 55 | EQMC13 | Coupling | 100mm | 50 | 50 | 0 | 50 | 0 | Coupling for steel Conduits, made from HDG, in accordance with DIN 49020 or BS 4568.
926 | Conduit | 55 | EQMC19 | Coupling | 125mm | 50 | 50 | 0 | 50 | 0 | Coupling for steel Conduits, made from HDG, in accordance with DIN 49020 or BS 4568.
927 | Conduit | 55 | EQMF05 | Female Metal | 32mm | 403 | 403 | 0 | 403 | 0 | Fitting(Female Metal Connector), suitable for connecting Flexible Metal Conduits with PVC cover to Steel Conduit.(connector shall be suitable for externally screwed Steel conduits)
928 | Conduit | 55 | EQMF06 | Female Metal | 40mm | 117 | 117 | 0 | 117 | 0 | Fitting(Female Metal Connector), suitable for connecting Flexible Metal Conduits with PVC cover to Steel Conduit.(connector shall be suitable for externally screwed Steel conduits)
929 | Conduit | 55 | EQMF07 | Female Metal | 50mm | 68 | 68 | 0 | 68 | 0 | Fitting(Female Metal Connector), suitable for connecting Flexible Metal Conduits with PVC cover to Steel Conduit.(connector shall be suitable for externally screwed Steel conduits)
930 | Conduit | 55 | EQMF08 | Female Metal | 63mm | 21 | 21 | 0 | 21 | 0 | Fitting(Female Metal Connector), suitable for connecting Flexible Metal Conduits with PVC cover to Steel Conduit.(connector shall be suitable for externally screwed Steel conduits)
931 | Conduit | 55 | EQMF11 | Female Metal | 75mm | 5 | 5 | 0 | 5 | 0 | Fitting(Female Metal Connector), suitable for connecting Flexible Metal Conduits with PVC cover to Steel Conduit.(connector shall be suitable for externally screwed Steel conduits)
932 | Conduit | 55 | EQMF13 | Female Metal | 100mm | 5 | 5 | 0 | 5 | 0 | Fitting(Female Metal Connector), suitable for connecting Flexible Metal Conduits with PVC cover to Steel Conduit.(connector shall be suitable for externally screwed Steel conduits)
933 | Conduit | 55 | EQMF19 | Female Metal | 125mm | 5 | 5 | 0 | 5 | 0 | Fitting(Female Metal Connector), suitable for connecting Flexible Metal Conduits with PVC cover to Steel Conduit.(connector shall be suitable for externally screwed Steel conduits)
934 | Conduit | 55 | EQMW05 | Flexible | 32mm | 665 | 665 | 0 | 665 | 0 | Flexible Metal Conduit with PVC cover, according to BS 61386.
935 | Conduit | 55 | EQMW06 | Flexible | 40mm | 117 | 117 | 0 | 117 | 0 | Flexible Metal Conduit with PVC cover, according to BS 61386.
936 | Conduit | 55 | EQMW07 | Flexible | 50mm | 107 | 107 | 0 | 107 | 0 | Flexible Metal Conduit with PVC cover, according to BS 61386.
937 | Conduit | 55 | EQMW08 | Flexible | 63mm | 30 | 30 | 0 | 30 | 0 | Flexible Metal Conduit with PVC cover, according to BS 61386.
938 | Conduit | 55 | EQMW11 | Flexible | 75mm | 20 | 20 | 0 | 20 | 0 | Flexible Metal Conduit with PVC cover, according to BS 61386.
939 | Conduit | 55 | EQMW13 | Flexible | 100mm | 20 | 20 | 0 | 20 | 0 | Flexible Metal Conduit with PVC cover, according to BS 61386.
940 | Conduit | 55 | EQMW19 | Flexible | 125mm | 20 | 20 | 0 | 20 | 0 | Flexible Metal Conduit with PVC cover, according to BS 61386.
941 | Conduit | 55 | EQMG00 | Unistrut Channel | 41x41x22x2.5t(mm) | 302 | 302 | 302 | 0 | 0 | Unistrut Channel, Rigid Steel Hot Dip Galvanized of both inside and outside, Average thickness 75 Micron as per ASTM A123, with dimension 41x41x25x2.5t(mm), In length of 0.5m.
942 | Conduit | 61 | EQMI06 | Bushing | 40mm | 46 | 46 | 36 | 10 | 0 | Bushing, made from Steel HDG or Aluminum, suitable for Hot Dipped Galvanized Conduits.
943 | Conduit | 61 | EQMI07 | Bushing | 50mm | 34 | 34 | 15 | 19 | 0 | Bushing, made from Steel HDG or Aluminum, suitable for Hot Dipped Galvanized Conduits.
944 | Conduit | 61 | EQMI08 | Bushing | 63mm | 32 | 32 | 12 | 20 | 0 | Bushing, made from Steel HDG or Aluminum, suitable for Hot Dipped Galvanized Conduits.
945 | Conduit | 61 | EQMI11 | Bushing | 75mm | 3 | 3 | 0 | 3 | 0 | Bushing, made from Steel HDG or Aluminum, suitable for Hot Dipped Galvanized Conduits.
946 | Conduit | 61 | EQMI13 | Bushing | 100mm | 3 | 3 | 0 | 3 | 0 | Bushing, made from Steel HDG or Aluminum, suitable for Hot Dipped Galvanized Conduits.
947 | Conduit | 61 | EQMI19 | Bushing | 125mm | 17 | 17 | 0 | 17 | 0 | Bushing, made from Steel HDG or Aluminum, suitable for Hot Dipped Galvanized Conduits.
948 | Conduit | 61 | EQMI14 | Bushing | 150mm | 10 | 10 | 0 | 10 | 0 | Bushing, made from Steel HDG or Aluminum, suitable for Hot Dipped Galvanized Conduits.
949 | Conduit | 61 | EQMH06 | Clamp for Unistrut | 40mm | 29 | 29 | 29 | 0 | 0 | Clamp for Unistrut Channel, Hot Dipped Galvanized or Stainless Steel Type, suitable for the Conduit sizes as specified.
950 | Conduit | 61 | EQMH07 | Clamp for Unistrut | 50mm | 25 | 25 | 12 | 13 | 0 | Clamp for Unistrut Channel, Hot Dipped Galvanized or Stainless Steel Type, suitable for the Conduit sizes as specified.
951 | Conduit | 61 | EQMH08 | Clamp for Unistrut | 63mm | 25 | 25 | 25 | 0 | 0 | Clamp for Unistrut Channel, Hot Dipped Galvanized or Stainless Steel Type, suitable for the Conduit sizes as specified.
952 | Conduit | 61 | EQMH11 | Clamp for Unistrut | 75mm | 5 | 5 | 0 | 5 | 0 | Clamp for Unistrut Channel, Hot Dipped Galvanized or Stainless Steel Type, suitable for the Conduit sizes as specified.
953 | Conduit | 61 | EQMH13 | Clamp for Unistrut | 100mm | 5 | 5 | 5 | 0 | 0 | Clamp for Unistrut Channel, Hot Dipped Galvanized or Stainless Steel Type, suitable for the Conduit sizes as specified.
954 | Conduit | 61 | EQMH19 | Clamp for Unistrut | 125mm | 10 | 10 | 5 | 5 | 0 | Clamp for Unistrut Channel, Hot Dipped Galvanized or Stainless Steel Type, suitable for the Conduit sizes as specified.
955 | Conduit | 61 | EQMH14 | Clamp for Unistrut | 150mm | 10 | 10 | 3 | 7 | 0 | Clamp for Unistrut Channel, Hot Dipped Galvanized or Stainless Steel Type, suitable for the Conduit sizes as specified.
956 | Conduit | 61 | EQMA06 | Conduit | 40mm | 6 | 6 | 6 | 0 | 0 | Steel Conduit, Rigid Hot Dip Galvanized(HDG) of both inside and outside, Average thickness 75 Micron as per ASTM A123, with metric threads of ISO form according to IEC 60423, Heavy gauge, Welded type, One PVC cap at each end, Conduit length 6m, Screwed externally.
957 | Conduit | 61 | EQMA07 | Conduit | 50mm | 5 | 5 | 4 | 1 | 0 | Steel Conduit, Rigid Hot Dip Galvanized(HDG) of both inside and outside, Average thickness 75 Micron as per ASTM A123, with metric threads of ISO form according to IEC 60423, Heavy gauge, Welded type, One PVC cap at each end, Conduit length 6m, Screwed externally.
958 | Conduit | 61 | EQMA08 | Conduit | 63mm | 5 | 5 | 5 | 0 | 0 | Steel Conduit, Rigid Hot Dip Galvanized(HDG) of both inside and outside, Average thickness 75 Micron as per ASTM A123, with metric threads of ISO form according to IEC 60423, Heavy gauge, Welded type, One PVC cap at each end, Conduit length 6m, Screwed externally.
959 | Conduit | 61 | EQMA11 | Conduit | 75mm | 1 | 1 | 0 | 1 | 0 | Steel Conduit, Rigid Hot Dip Galvanized(HDG) of both inside and outside, Average thickness 75 Micron as per ASTM A123, with metric threads of ISO form according to IEC 60423, Heavy gauge, Welded type, One PVC cap at each end, Conduit length 6m, Screwed externally.
960 | Conduit | 61 | EQMA13 | Conduit | 100mm | 1 | 1 | 1 | 0 | 0 | Steel Conduit, Rigid Hot Dip Galvanized(HDG) of both inside and outside, Average thickness 75 Micron as per ASTM A123, with metric threads of ISO form according to IEC 60423, Heavy gauge, Welded type, One PVC cap at each end, Conduit length 6m, Screwed externally.
961 | Conduit | 61 | EQMA19 | Conduit | 125mm | 2 | 2 | 2 | 0 | 0 | Steel Conduit, Rigid Hot Dip Galvanized(HDG) of both inside and outside, Average thickness 75 Micron as per ASTM A123, with metric threads of ISO form according to IEC 60423, Heavy gauge, Welded type, One PVC cap at each end, Conduit length 6m, Screwed externally.
962 | Conduit | 61 | EQMA14 | Conduit | 150mm | 2 | 2 | 1 | 1 | 0 | Steel Conduit, Rigid Hot Dip Galvanized(HDG) of both inside and outside, Average thickness 75 Micron as per ASTM A123, with metric threads of ISO form according to IEC 60423, Heavy gauge, Welded type, One PVC cap at each end, Conduit length 6m, Screwed externally.
963 | Conduit | 61 | EQMF04 | Female Metal | 25mm | 220 | 220 | 0 | 220 | 0 | Fitting(Female Metal Connector), suitable for connecting Flexible Metal Conduits with PVC cover to Steel Conduit.(connector shall be suitable for externally screwd Steel conduits)
964 | Conduit | 61 | EQMF05 | Female Metal | 32mm | 11 | 11 | 0 | 11 | 0 | Fitting(Female Metal Connector), suitable for connecting Flexible Metal Conduits with PVC cover to Steel Conduit.(connector shall be suitable for externally screwd Steel conduits)
965 | Conduit | 61 | EQMF06 | Female Metal | 40mm | 80 | 80 | 0 | 80 | 0 | Fitting(Female Metal Connector), suitable for connecting Flexible Metal Conduits with PVC cover to Steel Conduit.(connector shall be suitable for externally screwd Steel conduits)
966 | Conduit | 61 | EQMF07 | Female Metal | 50mm | 2 | 2 | 0 | 2 | 0 | Fitting(Female Metal Connector), suitable for connecting Flexible Metal Conduits with PVC cover to Steel Conduit.(connector shall be suitable for externally screwd Steel conduits)
967 | Conduit | 61 | EQMF08 | Female Metal | 63mm | 3 | 0 | 0 | 0 | 3 | Fitting(Female Metal Connector), suitable for connecting Flexible Metal Conduits with PVC cover to Steel Conduit.(connector shall be suitable for externally screwd Steel conduits)
968 | Conduit | 61 | EQMW04 | Flexible | 25mm | 140 | 140 | 0 | 140 | 0 | Flexible Metal Conduit with PVC cover, according to BS 61386.
969 | Conduit | 61 | EQMW05 | Flexible | 32mm | 20 | 20 | 20 | 0 | 0 | Flexible Metal Conduit with PVC cover, according to BS 61386.
970 | Conduit | 61 | EQMW06 | Flexible | 40mm | 20 | 20 | 0 | 20 | 0 | Flexible Metal Conduit with PVC cover, according to BS 61386.
971 | Conduit | 61 | EQMW07 | Flexible | 50mm | 10 | 10 | 0 | 10 | 0 | Flexible Metal Conduit with PVC cover, according to BS 61386.
972 | Conduit | 61 | EQMW08 | Flexible | 63mm | 10 | 10 | 0 | 10 | 0 | Flexible Metal Conduit with PVC cover, according to BS 61386.
973 | Conduit | 61 | EQMG00 | Unistrut Channel | 41x41x22x2.5t(mm) | 97 | 97 | 97 | 0 | 0 | Unistrut Channel, Rigid Steel Hot Dip Galvanized of both inside and outside, Average thickness 75 Micron as per ASTM A123, with dimension 41x41x25x2.5t(mm), In length of 0.5m.
974 | Conduit | 75 | EQMI04 | Bushing | 25mm | 191 | 191 | 191 | 0 | 0 | Bushing, made from Steel HDG or Aluminium, suiatble for Hot Dipped Galvanized Conduits.
975 | Conduit | 75 | EQMI06 | Bushing | 40mm | 9 | 9 | 9 | 0 | 0 | Bushing, made from Steel HDG or Aluminium, suiatble for Hot Dipped Galvanized Conduits.
976 | Conduit | 75 | EQMI07 | Bushing | 50mm | 30 | 30 | 30 | 0 | 0 | Bushing, made from Steel HDG or Aluminium, suiatble for Hot Dipped Galvanized Conduits.
977 | Conduit | 75 | EQMI08 | Bushing | 63mm | 15 | 15 | 15 | 0 | 0 | Bushing, made from Steel HDG or Aluminium, suiatble for Hot Dipped Galvanized Conduits.
978 | Conduit | 75 | EQMI11 | Bushing | 75mm | 10 | 10 | 10 | 0 | 0 | Bushing, made from Steel HDG or Aluminium, suiatble for Hot Dipped Galvanized Conduits.
979 | Conduit | 75 | EQMI13 | Bushing | 100mm | 15 | 15 | 15 | 0 | 0 | Bushing, made from Steel HDG or Aluminium, suiatble for Hot Dipped Galvanized Conduits.
980 | Conduit | 75 | EQMI19 | Bushing | 125mm | 10 | 10 | 10 | 0 | 0 | Bushing, made from Steel HDG or Aluminium, suiatble for Hot Dipped Galvanized Conduits.
981 | Conduit | 75 | EQMI14 | Bushing | 150mm | 5 | 5 | 5 | 0 | 0 | Bushing, made from Steel HDG or Aluminium, suiatble for Hot Dipped Galvanized Conduits.
982 | Conduit | 75 | EQMH04 | Clamp for Unistrut | 25mm | 168 | 168 | 118 | 50 | 0 | Clamp for Unistrut Channel, Hot Dipped Galvanized or Stainless Steel Type, suiatble for the Conduit sizes as specified.
983 | Conduit | 75 | EQMH05 | Clamp for Unistrut | 32mm | 1324 | 1324 | 1324 | 0 | 0 | Clamp for Unistrut Channel, Hot Dipped Galvanized or Stainless Steel Type, suiatble for the Conduit sizes as specified.
984 | Conduit | 75 | EQMH06 | Clamp for Unistrut | 40mm | 180 | 180 | 180 | 0 | 0 | Clamp for Unistrut Channel, Hot Dipped Galvanized or Stainless Steel Type, suiatble for the Conduit sizes as specified.
985 | Conduit | 75 | EQMH07 | Clamp for Unistrut | 50mm | 180 | 180 | 180 | 0 | 0 | Clamp for Unistrut Channel, Hot Dipped Galvanized or Stainless Steel Type, suiatble for the Conduit sizes as specified.
986 | Conduit | 75 | EQMH08 | Clamp for Unistrut | 63mm | 50 | 50 | 25 | 25 | 0 | Clamp for Unistrut Channel, Hot Dipped Galvanized or Stainless Steel Type, suiatble for the Conduit sizes as specified.
987 | Conduit | 75 | EQMH11 | Clamp for Unistrut | 75mm | 50 | 50 | 40 | 10 | 0 | Clamp for Unistrut Channel, Hot Dipped Galvanized or Stainless Steel Type, suiatble for the Conduit sizes as specified.
988 | Conduit | 75 | EQMH13 | Clamp for Unistrut | 100mm | 50 | 50 | 50 | 0 | 0 | Clamp for Unistrut Channel, Hot Dipped Galvanized or Stainless Steel Type, suiatble for the Conduit sizes as specified.
989 | Conduit | 75 | EQMH19 | Clamp for Unistrut | 125mm | 50 | 50 | 25 | 25 | 0 | Clamp for Unistrut Channel, Hot Dipped Galvanized or Stainless Steel Type, suiatble for the Conduit sizes as specified.
990 | Conduit | 75 | EQMH14 | Clamp for Unistrut | 150mm | 50 | 50 | 50 | 0 | 0 | Clamp for Unistrut Channel, Hot Dipped Galvanized or Stainless Steel Type, suiatble for the Conduit sizes as specified.
991 | Conduit | 75 | EQMA04 | Conduit | 25mm | 42 | 42 | 42 | 0 | 0 | Steel Conduit, Rigid Hot Dip Galvanized(HDG) of both inside and outside, Average thickness 75 Micron as per ASTM A123, with metric threads of ISO form according to IEC 60423, Heavy gauge, Welded type, One PVC cap at each end, Conduit length 6m, Screwed externally.
992 | Conduit | 75 | EQMA05 | Conduit | 32mm | 331 | 331 | 314 | 17 | 0 | Steel Conduit, Rigid Hot Dip Galvanized(HDG) of both inside and outside, Average thickness 75 Micron as per ASTM A123, with metric threads of ISO form according to IEC 60423, Heavy gauge, Welded type, One PVC cap at each end, Conduit length 6m, Screwed externally.
993 | Conduit | 75 | EQMA06 | Conduit | 40mm | 45 | 45 | 45 | 0 | 0 | Steel Conduit, Rigid Hot Dip Galvanized(HDG) of both inside and outside, Average thickness 75 Micron as per ASTM A123, with metric threads of ISO form according to IEC 60423, Heavy gauge, Welded type, One PVC cap at each end, Conduit length 6m, Screwed externally.
994 | Conduit | 75 | EQMA07 | Conduit | 50mm | 45 | 45 | 45 | 0 | 0 | Steel Conduit, Rigid Hot Dip Galvanized(HDG) of both inside and outside, Average thickness 75 Micron as per ASTM A123, with metric threads of ISO form according to IEC 60423, Heavy gauge, Welded type, One PVC cap at each end, Conduit length 6m, Screwed externally.
995 | Conduit | 75 | EQMA08 | Conduit | 63mm | 12 | 12 | 12 | 0 | 0 | Steel Conduit, Rigid Hot Dip Galvanized(HDG) of both inside and outside, Average thickness 75 Micron as per ASTM A123, with metric threads of ISO form according to IEC 60423, Heavy gauge, Welded type, One PVC cap at each end, Conduit length 6m, Screwed externally.
996 | Conduit | 75 | EQMA11 | Conduit | 75mm | 4 | 4 | 4 | 0 | 0 | Steel Conduit, Rigid Hot Dip Galvanized(HDG) of both inside and outside, Average thickness 75 Micron as per ASTM A123, with metric threads of ISO form according to IEC 60423, Heavy gauge, Welded type, One PVC cap at each end, Conduit length 6m, Screwed externally.
997 | Conduit | 75 | EQMA13 | Conduit | 100mm | 4 | 4 | 4 | 0 | 0 | Steel Conduit, Rigid Hot Dip Galvanized(HDG) of both inside and outside, Average thickness 75 Micron as per ASTM A123, with metric threads of ISO form according to IEC 60423, Heavy gauge, Welded type, One PVC cap at each end, Conduit length 6m, Screwed externally.
998 | Conduit | 75 | EQMA19 | Conduit | 125mm | 9 | 9 | 9 | 0 | 0 | Steel Conduit, Rigid Hot Dip Galvanized(HDG) of both inside and outside, Average thickness 75 Micron as per ASTM A123, with metric threads of ISO form according to IEC 60423, Heavy gauge, Welded type, One PVC cap at each end, Conduit length 6m, Screwed externally.
999 | Conduit | 75 | EQMA14 | Conduit | 150mm | 3 | 3 | 3 | 0 | 0 | Steel Conduit, Rigid Hot Dip Galvanized(HDG) of both inside and outside, Average thickness 75 Micron as per ASTM A123, with metric threads of ISO form according to IEC 60423, Heavy gauge, Welded type, One PVC cap at each end, Conduit length 6m, Screwed externally.
1000 | Conduit | 75 | EQMD04 | Conduit | 25mm | 10 | 10 | 0 | 10 | 0 | Steel Conduit, Rigid Hot Dip Galvanized of both inside and outside, Average thickness 75 Micron as per ASTM A123, with metric threads of ISO form according to IEC 60423, Heavy gauge, Seamless type, One PVC cap at each end, Conduit length 6m, Screwed externally
1001 | Conduit | 75 | EQMD05 | Conduit | 32mm | 10 | 10 | 0 | 10 | 0 | Steel Conduit, Rigid Hot Dip Galvanized of both inside and outside, Average thickness 75 Micron as per ASTM A123, with metric threads of ISO form according to IEC 60423, Heavy gauge, Seamless type, One PVC cap at each end, Conduit length 6m, Screwed externally
1002 | Conduit | 75 | EQMD06 | Conduit | 40mm | 10 | 10 | 0 | 10 | 0 | Steel Conduit, Rigid Hot Dip Galvanized of both inside and outside, Average thickness 75 Micron as per ASTM A123, with metric threads of ISO form according to IEC 60423, Heavy gauge, Seamless type, One PVC cap at each end, Conduit length 6m, Screwed externally
1003 | Conduit | 75 | EQMC04 | Coupling | 25mm | 145 | 145 | 0 | 145 | 0 | Coupling for steel Conduits, made from HDG,in accordance with DIN 49020 or BS 4568.
1004 | Conduit | 75 | EQMC05 | Coupling | 32mm | 331 | 331 | 100 | 231 | 0 | Coupling for steel Conduits, made from HDG,in accordance with DIN 49020 or BS 4568.
1005 | Conduit | 75 | EQMC06 | Coupling | 40mm | 50 | 50 | 50 | 0 | 0 | Coupling for steel Conduits, made from HDG,in accordance with DIN 49020 or BS 4568.
1006 | Conduit | 75 | EQMC07 | Coupling | 50mm | 50 | 50 | 50 | 0 | 0 | Coupling for steel Conduits, made from HDG,in accordance with DIN 49020 or BS 4568.
1007 | Conduit | 75 | EQMC08 | Coupling | 63mm | 50 | 50 | 0 | 50 | 0 | Coupling for steel Conduits, made from HDG,in accordance with DIN 49020 or BS 4568.
1008 | Conduit | 75 | EQMF05 | Female Metal | 32mm | 454 | 454 | 0 | 454 | 0 | Fitting(Female Metal Connector), suitable for connecting Flexible Metal Conduits with PVC cover to Steel Conduit.(connector shall be suitable for externally screwd Steel conduits).
1009 | Conduit | 75 | EQMF06 | Female Metal | 40mm | 22 | 22 | 0 | 22 | 0 | Fitting(Female Metal Connector), suitable for connecting Flexible Metal Conduits with PVC cover to Steel Conduit.(connector shall be suitable for externally screwd Steel conduits).
1010 | Conduit | 75 | EQMF07 | Female Metal | 50mm | 27 | 27 | 0 | 27 | 0 | Fitting(Female Metal Connector), suitable for connecting Flexible Metal Conduits with PVC cover to Steel Conduit.(connector shall be suitable for externally screwd Steel conduits).
1011 | Conduit | 75 | EQMF08 | Female Metal | 63mm | 20 | 20 | 0 | 20 | 0 | Fitting(Female Metal Connector), suitable for connecting Flexible Metal Conduits with PVC cover to Steel Conduit.(connector shall be suitable for externally screwd Steel conduits).
1012 | Conduit | 75 | EQMF13 | Female Metal | 100mm | 20 | 20 | 0 | 20 | 0 | Fitting(Female Metal Connector), suitable for connecting Flexible Metal Conduits with PVC cover to Steel Conduit.(connector shall be suitable for externally screwd Steel conduits).
1013 | Conduit | 75 | EQMF19 | Female Metal | 125mm | 20 | 20 | 0 | 20 | 0 | Fitting(Female Metal Connector), suitable for connecting Flexible Metal Conduits with PVC cover to Steel Conduit.(connector shall be suitable for externally screwd Steel conduits).
1014 | Conduit | 75 | EQMW05 | Flexible | 32mm | 454 | 454 | 0 | 454 | 0 | Flexible Metal Conduit with PVC cover, according to BS 61386.
1015 | Conduit | 75 | EQMW06 | Flexible | 40mm | 22 | 22 | 0 | 22 | 0 | Flexible Metal Conduit with PVC cover, according to BS 61386.
1016 | Conduit | 75 | EQMW07 | Flexible | 50mm | 27 | 27 | 0 | 27 | 0 | Flexible Metal Conduit with PVC cover, according to BS 61386.
1017 | Conduit | 75 | EQMW08 | Flexible | 63mm | 30 | 30 | 0 | 30 | 0 | Flexible Metal Conduit with PVC cover, according to BS 61386.
1018 | Conduit | 75 | EQMW13 | Flexible | 100mm | 20 | 20 | 0 | 20 | 0 | Flexible Metal Conduit with PVC cover, according to BS 61386.
1019 | Conduit | 75 | EQMW19 | Flexible | 125mm | 20 | 20 | 0 | 20 | 0 | Flexible Metal Conduit with PVC cover, according to BS 61386.
1020 | Conduit | 75 | EQMG00 | Unistrut Channel | 41x41x22x2.5t(mm) | 300 | 300 | 300 | 0 | 0 | Unistrut Channel, Rigid Steel Hot Dip Galvanized of both inside and outside, Average thickness 75 Micron as per ASTM A123, with dimension 41x41x25x2.5t(mm), In length of 0.5m.
1021 | Conduit | BD-40-02 | EQMI04 | Bushing | 25mm | 49 | 49 | 0 | 49 | 0 | Bushing, made from Steel HDG or Aluminum, suitable for Hot Dipped Galvanized Conduits. | U41
1022 | Conduit | BD-40-02 | EQMI05 | Bushing | 32mm | 30 | 30 | 0 | 30 | 0 | Bushing, made from Steel HDG or Aluminum, suitable for Hot Dipped Galvanized Conduits. | U41
1023 | Conduit | BD-40-02 | EQMI06 | Bushing | 40mm | 4 | 4 | 0 | 4 | 0 | Bushing, made from Steel HDG or Aluminum, suitable for Hot Dipped Galvanized Conduits. | U41
1024 | Conduit | BD-40-02 | EQMI07 | Bushing | 50mm | 5 | 5 | 0 | 5 | 0 | Bushing, made from Steel HDG or Aluminum, suitable for Hot Dipped Galvanized Conduits. | U41
1025 | Conduit | BD-40-02 | EQMI11 | Bushing | 75mm | 2 | 2 | 0 | 2 | 0 | Bushing, made from Steel HDG or Aluminum, suitable for Hot Dipped Galvanized Conduits. | U41
1026 | Conduit | BD-40-02 | EQMH04 | Clamp for Unistrut | 25mm | 38 | 38 | 0 | 38 | 0 | Clamp for Unistrut Channel, Hot Dipped Galvanized or Stainless Steel Type, suitable for the Conduit sizes as specified. | U41
1027 | Conduit | BD-40-02 | EQMH06 | Clamp for Unistrut | 40mm | 4 | 4 | 0 | 4 | 0 | Clamp for Unistrut Channel, Hot Dipped Galvanized or Stainless Steel Type, suitable for the Conduit sizes as specified. | U41
1028 | Conduit | BD-40-02 | EQMH07 | Clamp for Unistrut | 50mm | 4 | 4 | 0 | 4 | 0 | Clamp for Unistrut Channel, Hot Dipped Galvanized or Stainless Steel Type, suitable for the Conduit sizes as specified. | U41
1029 | Conduit | BD-40-02 | EQMH11 | Clamp for Unistrut | 75mm | 2 | 2 | 0 | 2 | 0 | Clamp for Unistrut Channel, Hot Dipped Galvanized or Stainless Steel Type, suitable for the Conduit sizes as specified. | U41
1030 | Conduit | BD-40-02 | EQMA04 | Conduit | 25mm | 50 | 50 | 0 | 50 | 0 | Steel Conduit, Rigid Hot Dip Galvanized(HDG) of both inside and outside, Average thickness 75 Micron as per ASTM A123, with metric threads of ISO form according to IEC 60423, Heavy gauge, Welded type, One PVC cap at each end, Conduit length 6m, Screwed externally. | U41
1031 | Conduit | BD-40-02 | EQMA05 | Conduit | 32mm | 65 | 65 | 0 | 65 | 0 | Steel Conduit, Rigid Hot Dip Galvanized(HDG) of both inside and outside, Average thickness 75 Micron as per ASTM A123, with metric threads of ISO form according to IEC 60423, Heavy gauge, Welded type, One PVC cap at each end, Conduit length 6m, Screwed externally. | U41
1032 | Conduit | BD-40-02 | EQMA06 | Conduit | 40mm | 2 | 2 | 0 | 2 | 0 | Steel Conduit, Rigid Hot Dip Galvanized(HDG) of both inside and outside, Average thickness 75 Micron as per ASTM A123, with metric threads of ISO form according to IEC 60423, Heavy gauge, Welded type, One PVC cap at each end, Conduit length 6m, Screwed externally. | U41
1033 | Conduit | BD-40-02 | EQMA07 | Conduit | 50mm | 3 | 3 | 0 | 3 | 0 | Steel Conduit, Rigid Hot Dip Galvanized(HDG) of both inside and outside, Average thickness 75 Micron as per ASTM A123, with metric threads of ISO form according to IEC 60423, Heavy gauge, Welded type, One PVC cap at each end, Conduit length 6m, Screwed externally. | U41
1034 | Conduit | BD-40-02 | EQMA11 | Conduit | 75mm | 2 | 2 | 0 | 2 | 0 | Steel Conduit, Rigid Hot Dip Galvanized(HDG) of both inside and outside, Average thickness 75 Micron as per ASTM A123, with metric threads of ISO form according to IEC 60423, Heavy gauge, Welded type, One PVC cap at each end, Conduit length 6m, Screwed externally. | U41
1035 | Conduit | BD-40-02 | EQMC04 | Coupling | 25mm | 54 | 54 | 0 | 54 | 0 | Coupling for steel Conduits, made from HDG, in accordance with DIN 49020 or BS 4568. | U41
1036 | Conduit | BD-40-02 | EQMC05 | Coupling | 32mm | 70 | 70 | 0 | 70 | 0 | Coupling for steel Conduits, made from HDG, in accordance with DIN 49020 or BS 4568. | U41
1037 | Conduit | BD-40-02 | EQMC06 | Coupling | 40mm | 50 | 50 | 0 | 50 | 0 | Coupling for steel Conduits, made from HDG, in accordance with DIN 49020 or BS 4568. | U41
1038 | Conduit | BD-40-02 | EQMC07 | Coupling | 50mm | 3 | 3 | 0 | 3 | 0 | Coupling for steel Conduits, made from HDG, in accordance with DIN 49020 or BS 4568. | U41
1039 | Conduit | BD-40-02 | EQME04 | Saddle | 25mm | 216 | 216 | 0 | 216 | 0 | Saddle, All relevant accessories made from Steel, including Nuts, Bolts and other required accessories. | U41
1040 | Conduit | BD-40-02 | EQME05 | Saddle | 32mm | 281 | 281 | 0 | 281 | 0 | Saddle, All relevant accessories made from Steel, including Nuts, Bolts and other required accessories. | U41
1041 | Conduit | BD-40-02 | EQME06 | Saddle | 40mm | 5 | 5 | 0 | 5 | 0 | Saddle, All relevant accessories made from Steel, including Nuts, Bolts and other required accessories. | U41
1042 | Conduit | BD-40-02 | EQME07 | Saddle | 50mm | 11 | 11 | 0 | 11 | 0 | Saddle, All relevant accessories made from Steel, including Nuts, Bolts and other required accessories. | U41
1043 | Conduit | BD-40-02 | EQME11 | Saddle | 75mm | 2 | 2 | 0 | 2 | 0 | Saddle, All relevant accessories made from Steel, including Nuts, Bolts and other required accessories. | U41
1044 | Conduit | BD-40-02 | EQMG00 | Unistrut Channel | 41x41x22x2.5t(mm) | 4 | 4 | 0 | 4 | 0 | Unistrut Channel, Rigid Steel Hot Dip Galvanized of both inside and outside, Average thickness 75 Micron as per ASTM A123, with dimension 41x41x25x2.5t(mm), In length of 0.5m. | U41
1045 | Conduit | BD-40-10 | EQMI04 | Bushing | 25mm | 325 | 325 | 0 | 325 | 0 | Bushing, made from Steel HDG or Aluminum, suitable for Hot Dipped Galvanized Conduits. | U42
1046 | Conduit | BD-40-10 | EQMI05 | Bushing | 32mm | 50 | 50 | 0 | 50 | 0 | Bushing, made from Steel HDG or Aluminum, suitable for Hot Dipped Galvanized Conduits. | U42
1047 | Conduit | BD-40-10 | EQMI06 | Bushing | 40mm | 15 | 15 | 0 | 15 | 0 | Bushing, made from Steel HDG or Aluminum, suitable for Hot Dipped Galvanized Conduits. | U42
1048 | Conduit | BD-40-10 | EQMI07 | Bushing | 50mm | 3 | 3 | 0 | 3 | 0 | Bushing, made from Steel HDG or Aluminum, suitable for Hot Dipped Galvanized Conduits. | U42
1049 | Conduit | BD-40-10 | EQMI08 | Bushing | 63mm | 3 | 3 | 0 | 3 | 0 | Bushing, made from Steel HDG or Aluminum, suitable for Hot Dipped Galvanized Conduits. | U42
1050 | Conduit | BD-40-10 | EQMI19 | Bushing | 125mm | 3 | 4 | 0 | 4 | 0 | Bushing, made from Steel HDG or Aluminum, suitable for Hot Dipped Galvanized Conduits. | U42
1051 | Conduit | BD-40-10 | EQMA04 | Conduit | 25mm | 570 | 570 | 0 | 570 | 0 | Steel Conduit, Rigid Hot Dip Galvanized(HDG) of both inside and outside, Average thickness 75 Micron as per ASTM A123, with metric threads of ISO form according to IEC 60423, Heavy gauge, Welded type, One PVC cap at each end, Conduit length 6m, Screwed externally. | U42
1052 | Conduit | BD-40-10 | EQMA05 | Conduit | 32mm | 130 | 130 | 0 | 130 | 0 | Steel Conduit, Rigid Hot Dip Galvanized(HDG) of both inside and outside, Average thickness 75 Micron as per ASTM A123, with metric threads of ISO form according to IEC 60423, Heavy gauge, Welded type, One PVC cap at each end, Conduit length 6m, Screwed externally. | U42
1053 | Conduit | BD-40-10 | EQMA06 | Conduit | 40mm | 32 | 32 | 0 | 32 | 0 | Steel Conduit, Rigid Hot Dip Galvanized(HDG) of both inside and outside, Average thickness 75 Micron as per ASTM A123, with metric threads of ISO form according to IEC 60423, Heavy gauge, Welded type, One PVC cap at each end, Conduit length 6m, Screwed externally. | U42
1054 | Conduit | BD-40-10 | EQMA07 | Conduit | 50mm | 1 | 1 | 0 | 1 | 0 | Steel Conduit, Rigid Hot Dip Galvanized(HDG) of both inside and outside, Average thickness 75 Micron as per ASTM A123, with metric threads of ISO form according to IEC 60423, Heavy gauge, Welded type, One PVC cap at each end, Conduit length 6m, Screwed externally. | U42
1055 | Conduit | BD-40-10 | EQMA08 | Conduit | 63mm | 1 | 1 | 0 | 1 | 0 | Steel Conduit, Rigid Hot Dip Galvanized(HDG) of both inside and outside, Average thickness 75 Micron as per ASTM A123, with metric threads of ISO form according to IEC 60423, Heavy gauge, Welded type, One PVC cap at each end, Conduit length 6m, Screwed externally. | U42
1056 | Conduit | BD-40-10 | EQMA19 | Conduit | 125mm | 1 | 1 | 0 | 1 | 0 | Steel Conduit, Rigid Hot Dip Galvanized(HDG) of both inside and outside, Average thickness 75 Micron as per ASTM A123, with metric threads of ISO form according to IEC 60423, Heavy gauge, Welded type, One PVC cap at each end, Conduit length 6m, Screwed externally. | U42
1057 | Conduit | BD-40-10 | EQMC04 | Coupling | 25mm | 220 | 220 | 0 | 220 | 0 | Coupling for steel Conduits, made from HDG, in accordance with DIN 49020 or BS 4568. | U42
1058 | Conduit | BD-40-10 | EQMC05 | Coupling | 32mm | 120 | 120 | 0 | 120 | 0 | Coupling for steel Conduits, made from HDG, in accordance with DIN 49020 or BS 4568. | U42
1059 | Conduit | BD-40-10 | EQMC06 | Coupling | 40mm | 30 | 30 | 0 | 30 | 0 | Coupling for steel Conduits, made from HDG, in accordance with DIN 49020 or BS 4568. | U42
1060 | Conduit | BD-40-10 | EQME04 | Saddle | 25mm | 1900 | 1900 | 0 | 1900 | 0 | Saddle, All relevant accessories made from Steel, including Nuts, Bolts and other required accessories. | U42
1061 | Conduit | BD-40-10 | EQME05 | Saddle | 32mm | 520 | 520 | 0 | 520 | 0 | Saddle, All relevant accessories made from Steel, including Nuts, Bolts and other required accessories. | U42
1062 | Conduit | BD-40-10 | EQME06 | Saddle | 40mm | 125 | 125 | 0 | 125 | 0 | Saddle, All relevant accessories made from Steel, including Nuts, Bolts and other required accessories. | U42
1063 | Conduit | BD-40-10 | EQME07 | Saddle | 50mm | 5 | 5 | 0 | 5 | 0 | Saddle, All relevant accessories made from Steel, including Nuts, Bolts and other required accessories. | U42
1064 | Conduit | BD-40-10 | EQME08 | Saddle | 63mm | 5 | 5 | 0 | 5 | 0 | Saddle, All relevant accessories made from Steel, including Nuts, Bolts and other required accessories. | U42
1065 | Conduit | BD-40-10 | EQME19 | Saddle | 125mm | 5 | 5 | 0 | 5 | 0 | Saddle, All relevant accessories made from Steel, including Nuts, Bolts and other required accessories. | U42
1066 | Conduit | BD-40-11 | EQMI04 | Bushing | 25mm | 225 | 225 | 0 | 225 | 0 | Bushing, made from Steel HDG or Aluminum, suitable for Hot Dipped Galvanized Conduits. | U42
1067 | Conduit | BD-40-11 | EQMI05 | Bushing | 32mm | 60 | 60 | 0 | 60 | 0 | Bushing, made from Steel HDG or Aluminum, suitable for Hot Dipped Galvanized Conduits. | U42
1068 | Conduit | BD-40-11 | EQMI06 | Bushing | 40mm | 15 | 15 | 0 | 15 | 0 | Bushing, made from Steel HDG or Aluminum, suitable for Hot Dipped Galvanized Conduits. | U42
1069 | Conduit | BD-40-11 | EQMI07 | Bushing | 50mm | 20 | 20 | 0 | 20 | 0 | Bushing, made from Steel HDG or Aluminum, suitable for Hot Dipped Galvanized Conduits. | U42
1070 | Conduit | BD-40-11 | EQMI13 | Bushing | 100mm | 15 | 15 | 0 | 15 | 0 | Bushing, made from Steel HDG or Aluminum, suitable for Hot Dipped Galvanized Conduits. | U42
1071 | Conduit | BD-40-11 | EQMH04 | Clamp for Unistrut | 25mm | 20 | 20 | 0 | 20 | 0 | Clamp for Unistrut Channel, Hot Dipped Galvanized or Stainless Steel Type, suitable for the Conduit sizes as specified. | U42
1072 | Conduit | BD-40-11 | EQMH06 | Clamp for Unistrut | 40mm | 10 | 10 | 0 | 10 | 0 | Clamp for Unistrut Channel, Hot Dipped Galvanized or Stainless Steel Type, suitable for the Conduit sizes as specified. | U42
1073 | Conduit | BD-40-11 | EQMH07 | Clamp for Unistrut | 50mm | 15 | 15 | 0 | 15 | 0 | Clamp for Unistrut Channel, Hot Dipped Galvanized or Stainless Steel Type, suitable for the Conduit sizes as specified. | U42
1074 | Conduit | BD-40-11 | EQMH13 | Clamp for Unistrut | 100mm | 10 | 10 | 0 | 10 | 0 | Clamp for Unistrut Channel, Hot Dipped Galvanized or Stainless Steel Type, suitable for the Conduit sizes as specified. | U42
1075 | Conduit | BD-40-11 | EQMA04 | Conduit | 25mm | 100 | 100 | 0 | 100 | 0 | Steel Conduit, Rigid Hot Dip Galvanized(HDG) of both inside and outside, Average thickness 75 Micron as per ASTM A123, with metric threads of ISO form according to IEC 60423, Heavy gauge, Welded type, One PVC cap at each end, Conduit length 6m, Screwed externally. | U42
1076 | Conduit | BD-40-11 | EQMA05 | Conduit | 32mm | 15 | 15 | 0 | 15 | 0 | Steel Conduit, Rigid Hot Dip Galvanized(HDG) of both inside and outside, Average thickness 75 Micron as per ASTM A123, with metric threads of ISO form according to IEC 60423, Heavy gauge, Welded type, One PVC cap at each end, Conduit length 6m, Screwed externally. | U42
1077 | Conduit | BD-40-11 | EQMA06 | Conduit | 40mm | 1 | 1 | 0 | 1 | 0 | Steel Conduit, Rigid Hot Dip Galvanized(HDG) of both inside and outside, Average thickness 75 Micron as per ASTM A123, with metric threads of ISO form according to IEC 60423, Heavy gauge, Welded type, One PVC cap at each end, Conduit length 6m, Screwed externally. | U42
1078 | Conduit | BD-40-11 | EQMA07 | Conduit | 50mm | 2 | 2 | 0 | 2 | 0 | Steel Conduit, Rigid Hot Dip Galvanized(HDG) of both inside and outside, Average thickness 75 Micron as per ASTM A123, with metric threads of ISO form according to IEC 60423, Heavy gauge, Welded type, One PVC cap at each end, Conduit length 6m, Screwed externally. | U42
1079 | Conduit | BD-40-11 | EQMA13 | Conduit | 100mm | 2 | 2 | 0 | 2 | 0 | Steel Conduit, Rigid Hot Dip Galvanized(HDG) of both inside and outside, Average thickness 75 Micron as per ASTM A123, with metric threads of ISO form according to IEC 60423, Heavy gauge, Welded type, One PVC cap at each end, Conduit length 6m, Screwed externally. | U42
1080 | Conduit | BD-40-11 | EQMC04 | Coupling | 25mm | 75 | 75 | 0 | 75 | 0 | Coupling for steel Conduits, made from HDG, in accordance with DIN 49020 or BS 4568. | U42
1081 | Conduit | BD-40-11 | EQMC05 | Coupling | 32mm | 20 | 20 | 0 | 20 | 0 | Coupling for steel Conduits, made from HDG, in accordance with DIN 49020 or BS 4568. | U42
1082 | Conduit | BD-40-11 | EQME04 | Saddle | 25mm | 450 | 450 | 0 | 450 | 0 | Saddle, All relevant accessories made from Steel, including Nuts, Bolts and other required accessories. | U42
1083 | Conduit | BD-40-11 | EQME05 | Saddle | 32mm | 75 | 75 | 0 | 75 | 0 | Saddle, All relevant accessories made from Steel, including Nuts, Bolts and other required accessories. | U42
1084 | Conduit | BD-40-11 | EQMG00 | Unistrut Channel | 41x41x22x2.5t(mm) | 5 | 5 | 0 | 5 | 0 | Unistrut Channel, Rigid Steel Hot Dip Galvanized of both inside and outside, Average thickness 75 Micron as per ASTM A123, with dimension 41x41x25x2.5t(mm), In length of 0.5m. | U42
1085 | Conduit | BD-40-12 | EQMI04 | Bushing | 25mm | 100 | 100 | 0 | 100 | 0 | Bushing, made from Steel HDG or Aluminum, suitable for Hot Dipped Galvanized Conduits. | U42
1086 | Conduit | BD-40-12 | EQMI07 | Bushing | 50mm | 10 | 10 | 0 | 10 | 0 | Bushing, made from Steel HDG or Aluminum, suitable for Hot Dipped Galvanized Conduits. | U42
1087 | Conduit | BD-40-12 | EQMH07 | Clamp for Unistrut | 50mm | 10 | 10 | 0 | 10 | 0 | Clamp for Unistrut Channel, Hot Dipped Galvanized or Stainless Steel Type, suitable for the Conduit sizes as specified. | U42
1088 | Conduit | BD-40-12 | EQMA04 | Conduit | 25mm | 150 | 150 | 0 | 150 | 0 | Steel Conduit, Rigid Hot Dip Galvanized(HDG) of both inside and outside, Average thickness 75 Micron as per ASTM A123, with metric threads of ISO form according to IEC 60423, Heavy gauge, Welded type, One PVC cap at each end, Conduit length 6m, Screwed externally. | U42
1089 | Conduit | BD-40-12 | EQMA07 | Conduit | 50mm | 2 | 2 | 0 | 2 | 0 | Steel Conduit, Rigid Hot Dip Galvanized(HDG) of both inside and outside, Average thickness 75 Micron as per ASTM A123, with metric threads of ISO form according to IEC 60423, Heavy gauge, Welded type, One PVC cap at each end, Conduit length 6m, Screwed externally. | U42
1090 | Conduit | BD-40-12 | EQMC04 | Coupling | 25mm | 140 | 140 | 0 | 140 | 0 | Coupling for steel Conduits, made from HDG, in accordance with DIN 49020 or BS 4568. | U42
1091 | Conduit | BD-40-12 | EQME04 | Saddle | 25mm | 800 | 800 | 0 | 800 | 0 | Saddle, All relevant accessories made from Steel, including Nuts, Bolts and other required accessories. | U42
1092 | Conduit | BD-40-12 | EQMG00 | Unistrut Channel | 41x41x22x2.5t(mm) | 1 | 1 | 0 | 1 | 0 | Unistrut Channel, Rigid Steel Hot Dip Galvanized of both inside and outside, Average thickness 75 Micron as per ASTM A123, with dimension 41x41x25x2.5t(mm), In length of 0.5m. | U42
1093 | Conduit | CR-40-01 | EQMI04 | Bushing | 25mm | 1232 | 1232 | 1232 | 0 | 0 | Bushing, made from Steel HDG or Aluminum, suitable for Hot Dipped Galvanized Conduits.
1094 | Conduit | CR-40-01 | EQMI07 | Bushing | 50mm | 5 | 5 | 5 | 0 | 0 | Bushing, made from Steel HDG or Aluminum, suitable for Hot Dipped Galvanized Conduits.
1095 | Conduit | CR-40-01 | EQMI19 | Bushing | 125mm | 5 | 5 | 0 | 5 | 0 | Bushing, made from Steel HDG or Aluminum, suitable for Hot Dipped Galvanized Conduits.
1096 | Conduit | CR-40-01 | EQMA04 | Conduit | 25mm | 1120 | 1120 | 508 | 612 | 0 | Steel Conduit, Rigid Hot Dip Galvanized(HDG) of both inside and outside, Average thickness 75 Micron as per ASTM A123, with metric threads of ISO form according to IEC 60423, Heavy gauge, Welded type, One PVC cap at each end, Conduit length 6m, Screwed externally.
1097 | Conduit | CR-40-01 | EQMA07 | Conduit | 50mm | 11 | 11 | 0 | 11 | 0 | Steel Conduit, Rigid Hot Dip Galvanized(HDG) of both inside and outside, Average thickness 75 Micron as per ASTM A123, with metric threads of ISO form according to IEC 60423, Heavy gauge, Welded type, One PVC cap at each end, Conduit length 6m, Screwed externally.
1098 | Conduit | CR-40-01 | EQMA19 | Conduit | 125mm | 7 | 7 | 0 | 7 | 0 | Steel Conduit, Rigid Hot Dip Galvanized(HDG) of both inside and outside, Average thickness 75 Micron as per ASTM A123, with metric threads of ISO form according to IEC 60423, Heavy gauge, Welded type, One PVC cap at each end, Conduit length 6m, Screwed externally.
1099 | Conduit | CR-40-01 | EQMA03 | Conduit | 20mm | 200 | 200 | 200 | 0 | 0 | Steel Conduit, Rigid Hot Dip Galvanized of both inside and outside, Average thickness 75 Micron as per ASTM A123, with metric threads of ISO form according to IEC 60423, Heavy gauge, Welded type, One Coupling and one cap at each end, Conduit length 6m, Screwed externally. |  | for instrument department
1100 | Conduit | CR-40-01 | EQMC04 | Coupling | 25mm | 1220 | 1220 | 260 | 960 | 0 | Coupling for steel Conduits, made from HDG, in accordance with DIN 49020 or BS 4568.
1101 | Conduit | CR-40-01 | EQMC07 | Coupling | 50mm | 12 | 12 | 0 | 12 | 0 | Coupling for steel Conduits, made from HDG, in accordance with DIN 49020 or BS 4568.
1102 | Conduit | CR-40-01 | EQMC19 | Coupling | 125mm | 8 | 8 | 0 | 8 | 0 | Coupling for steel Conduits, made from HDG, in accordance with DIN 49020 or BS 4568.
1103 | Conduit | CR-40-01 | EQMW03 | Flexible | 20mm | 150 | 150 | 0 | 150 | 0 | Flexible Metal Conduit with PVC cover, according to BS 61386. |  | Instrument
1104 | Conduit | CR-40-01 | EQME04 | Saddle | 25mm | 4884 | 4884 | 3380 | 1504 | 0 | Saddle, made from Steel including Nuts, Bolts and other required accessories.
1105 | Conduit | CR-40-01 | EQME07 | Saddle | 50mm | 48 | 48 | 48 | 0 | 0 | Saddle, made from Steel including Nuts, Bolts and other required accessories.
1106 | Conduit | CR-40-01 | EQME19 | Saddle | 125mm | 29 | 29 | 0 | 29 | 0 | Saddle, made from Steel including Nuts, Bolts and other required accessories.
1107 | Conduit | CR-40-02 | EQMI04 | Bushing | 25mm | 1030 | 1030 | 670 | 360 | 0 | Bushing, made from Steel HDG or Aluminum, suitable for Hot Dipped Galvanized Conduits.
1108 | Conduit | CR-40-02 | EQMI13 | Bushing | 100mm | 15 | 15 | 0 | 15 | 0 | Bushing, made from Steel HDG or Aluminum, suitable for Hot Dipped Galvanized Conduits.
1109 | Conduit | CR-40-02 | EQMI19 | Bushing | 125mm | 8 | 8 | 0 | 8 | 0 | Bushing, made from Steel HDG or Aluminum, suitable for Hot Dipped Galvanized Conduits.
1110 | Conduit | CR-40-02 | EQMA04 | Conduit | 25mm | 935 | 935 | 225 | 710 | 0 | Steel Conduit, Rigid Hot Dip Galvanized(HDG) of both inside and outside, Average thickness 75 Micron as per ASTM A123, with metric threads of ISO form according to IEC 60423, Heavy gauge, Welded type, One PVC cap at each end, Conduit length 6m, Screwed externally.
1111 | Conduit | CR-40-02 | EQMA13 | Conduit | 100mm | 15 | 15 | 0 | 15 | 0 | Steel Conduit, Rigid Hot Dip Galvanized(HDG) of both inside and outside, Average thickness 75 Micron as per ASTM A123, with metric threads of ISO form according to IEC 60423, Heavy gauge, Welded type, One PVC cap at each end, Conduit length 6m, Screwed externally.
1112 | Conduit | CR-40-02 | EQMA19 | Conduit | 125mm | 8 | 8 | 0 | 8 | 0 | Steel Conduit, Rigid Hot Dip Galvanized(HDG) of both inside and outside, Average thickness 75 Micron as per ASTM A123, with metric threads of ISO form according to IEC 60423, Heavy gauge, Welded type, One PVC cap at each end, Conduit length 6m, Screwed externally.
1113 | Conduit | CR-40-02 | EQMA03 | Conduit | 20mm | 233 | 233 | 233 | 0 | 0 | Steel Conduit, Rigid Hot Dip Galvanized of both inside and outside, Average thickness 75 Micron as per ASTM A123, with metric threads of ISO form according to IEC 60423, Heavy gauge, Welded type, One Coupling and one cap at each end, Conduit length 6m, Screwed externally. |  | for instrument department
1114 | Conduit | CR-40-02 | EQMA07 | Conduit | 50mm | 10 | 10 | 10 | 0 | 0 | Steel Conduit, Rigid Hot Dip Galvanized of both inside and outside, Average thickness 75 Micron as per ASTM A123, with metric threads of ISO form according to IEC 60423, Heavy gauge, Welded type, One Coupling and one cap at each end, Conduit length 6m, Screwed externally. |  | for instrument department
1115 | Conduit | CR-40-02 | EQMC04 | Coupling | 25mm | 1020 | 1020 | 260 | 760 | 0 | Coupling for steel Conduits, made from HDG, in accordance with DIN 49020 or BS 4568.
1116 | Conduit | CR-40-02 | EQMC13 | Coupling | 100mm | 16 | 16 | 0 | 16 | 0 | Coupling for steel Conduits, made from HDG, in accordance with DIN 49020 or BS 4568.
1117 | Conduit | CR-40-02 | EQMC19 | Coupling | 125mm | 8 | 8 | 0 | 8 | 0 | Coupling for steel Conduits, made from HDG, in accordance with DIN 49020 or BS 4568.
1118 | Conduit | CR-40-02 | EQMW03 | Flexible | 20mm | 150 | 150 | 0 | 150 | 0 | Flexible Metal Conduit with PVC cover, according to BS 61386. |  | Instrument
1119 | Conduit | CR-40-02 | EQME04 | Saddle | 25mm | 4080 | 4080 | 1850 | 2230 | 0 | Saddle, All relevant accessories made from Steel, including Nuts, Bolts and other required accessories.
1120 | Conduit | CR-40-02 | EQME13 | Saddle | 100mm | 64 | 64 | 0 | 64 | 0 | Saddle, All relevant accessories made from Steel, including Nuts, Bolts and other required accessories.
1121 | Conduit | CR-40-02 | EQME19 | Saddle | 125mm | 32 | 32 | 0 | 32 | 0 | Saddle, All relevant accessories made from Steel, including Nuts, Bolts and other required accessories.
1122 | Conduit | CR-40-03 | EQMI04 | Bushing | 25mm | 1051 | 1051 | 1051 | 0 | 0 | Bushing, made from Steel HDG or Aluminum, suitable for Hot Dipped Galvanized Conduits.
1123 | Conduit | CR-40-03 | EQMI07 | Bushing | 50mm | 6 | 6 | 6 | 0 | 0 | Bushing, made from Steel HDG or Aluminum, suitable for Hot Dipped Galvanized Conduits.
1124 | Conduit | CR-40-03 | EQMI13 | Bushing | 100mm | 4 | 4 | 0 | 4 | 0 | Bushing, made from Steel HDG or Aluminum, suitable for Hot Dipped Galvanized Conduits.
1125 | Conduit | CR-40-03 | EQMA03 | Conduit | 20mm | 200 | 200 | 200 | 0 | 0 | Steel Conduit, Rigid Hot Dip Galvanized of both inside and outside, Average thickness 75 Micron as per ASTM A123, with metric threads of ISO form according to IEC 60423, Heavy gauge, Welded type, One Coupling and one cap at each end, Conduit length 6m, Screwed externally. |  | for instrument department
1126 | Conduit | CR-40-03 | EQMA04 | Conduit | 25mm | 955 | 955 | 375 | 580 | 0 | Steel Conduit, Rigid Hot Dip Galvanized(HDG) of both inside and outside, Average thickness 75 Micron as per ASTM A123, with metric threads of ISO form according to IEC 60423, Heavy gauge, Welded type, One PVC cap at each end, Conduit length 6m, Screwed externally.
1127 | Conduit | CR-40-03 | EQMA07 | Conduit | 50mm | 6 | 6 | 6 | 0 | 0 | Steel Conduit, Rigid Hot Dip Galvanized(HDG) of both inside and outside, Average thickness 75 Micron as per ASTM A123, with metric threads of ISO form according to IEC 60423, Heavy gauge, Welded type, One PVC cap at each end, Conduit length 6m, Screwed externally.
1128 | Conduit | CR-40-03 | EQMA13 | Conduit | 100mm | 4 | 4 | 0 | 4 | 0 | Steel Conduit, Rigid Hot Dip Galvanized(HDG) of both inside and outside, Average thickness 75 Micron as per ASTM A123, with metric threads of ISO form according to IEC 60423, Heavy gauge, Welded type, One PVC cap at each end, Conduit length 6m, Screwed externally.
1129 | Conduit | CR-40-03 | EQMC04 | Coupling | 25mm | 1042 | 1042 | 310 | 732 | 0 | Coupling for steel Conduits, made from HDG, in accordance with DIN 49020 or BS 4568.
1130 | Conduit | CR-40-03 | EQMC07 | Coupling | 50mm | 6 | 6 | 0 | 6 | 0 | Coupling for steel Conduits, made from HDG, in accordance with DIN 49020 or BS 4568.
1131 | Conduit | CR-40-03 | EQMC13 | Coupling | 100mm | 4 | 4 | 0 | 4 | 0 | Coupling for steel Conduits, made from HDG, in accordance with DIN 49020 or BS 4568.
1132 | Conduit | CR-40-03 | EQMW03 | Flexible | 20mm | 150 | 150 | 0 | 150 | 0 | Flexible Metal Conduit with PVC cover, according to BS 61386. |  | Instrument
1133 | Conduit | CR-40-03 | EQME04 | Saddle | 25mm | 4167 | 4167 | 2440 | 1727 | 0 | Saddle, All relevant accessories made from Steel, including Nuts, Bolts and other required accessories.
1134 | Conduit | CR-40-03 | EQME07 | Saddle | 50mm | 24 | 24 | 24 | 0 | 0 | Saddle, All relevant accessories made from Steel, including Nuts, Bolts and other required accessories.
1135 | Conduit | CR-40-03 | EQME13 | Saddle | 100mm | 16 | 16 | 0 | 16 | 0 | Saddle, All relevant accessories made from Steel, including Nuts, Bolts and other required accessories.
1136 | Conduit | RIB-40-01 | EQMI04 | Bushing | 25mm | 550 | 550 | 550 | 0 | 0 | Bushing, made from Steel HDG or Aluminum, suitable for Hot Dipped Galvanized Conduits.
1137 | Conduit | RIB-40-01 | EQMI07 | Bushing | 50mm | 25 | 25 | 25 | 0 | 0 | Bushing, made from Steel HDG or Aluminum, suitable for Hot Dipped Galvanized Conduits.
1138 | Conduit | RIB-40-01 | EQMI13 | Bushing | 100mm | 20 | 20 | 0 | 20 | 0 | Bushing, made from Steel HDG or Aluminum, suitable for Hot Dipped Galvanized Conduits.
1139 | Conduit | RIB-40-01 | EQMA03 | Conduit | 20mm | 59 | 59 | 50 | 9 | 0 | Steel Conduit, Rigid Hot Dip Galvanized of both inside and outside, Average thickness 75 Micron as per ASTM A123, with metric threads of ISO form according to IEC 60423, Heavy gauge, Welded type, One Coupling and one cap at each end, Conduit length 6m, Screwed externally. |  | for instrument department
1140 | Conduit | RIB-40-01 | EQMA04 | Conduit | 25mm | 190 | 190 | 70 | 120 | 0 | Steel Conduit, Rigid Hot Dip Galvanized of both inside and outside, Average thickness 75 Micron as per ASTM A123, with metric threads of ISO form according to IEC 60423, Heavy gauge, Welded type, One Coupling and one cap at each end, Conduit length 6m, Screwed externally.
1141 | Conduit | RIB-40-01 | EQMA07 | Conduit | 50mm | 8 | 8 | 0 | 8 | 0 | Steel Conduit, Rigid Hot Dip Galvanized of both inside and outside, Average thickness 75 Micron as per ASTM A123, with metric threads of ISO form according to IEC 60423, Heavy gauge, Welded type, One Coupling and one cap at each end, Conduit length 6m, Screwed externally.
1142 | Conduit | RIB-40-01 | EQMA13 | Conduit | 100mm | 7 | 7 | 0 | 7 | 0 | Steel Conduit, Rigid Hot Dip Galvanized of both inside and outside, Average thickness 75 Micron as per ASTM A123, with metric threads of ISO form according to IEC 60423, Heavy gauge, Welded type, One Coupling and one cap at each end, Conduit length 6m, Screwed externally.
1143 | Conduit | RIB-40-01 | EQMC04 | Coupling | 25mm | 100 | 100 | 100 | 0 | 0 | Coupling for steel Conduits, made from HDG, in accordance with DIN 49020 or BS 4568.
1144 | Conduit | RIB-40-01 | EQMC07 | Coupling | 50mm | 5 | 5 | 0 | 5 | 0 | Coupling for steel Conduits, made from HDG, in accordance with DIN 49020 or BS 4568.
1145 | Conduit | RIB-40-01 | EQMC13 | Coupling | 100mm | 5 | 5 | 0 | 5 | 0 | Coupling for steel Conduits, made from HDG, in accordance with DIN 49020 or BS 4568.
1146 | Conduit | RIB-40-01 | EQMW03 | Flexible | 20mm | 200 | 200 | 0 | 200 | 0 | Flexible Metal Conduit with PVC cover, according to BS 61386. |  | Instrument
1147 | Conduit | RIB-40-01 | EQME04 | Saddle | 25mm | 1100 | 1100 | 800 | 300 | 0 | Saddle, All relevant accessories made from Steel, including Nuts, Bolts and other required accessories.
1148 | Conduit | RIB-40-01 | EQME07 | Saddle | 50mm | 50 | 50 | 50 | 0 | 0 | Saddle, All relevant accessories made from Steel, including Nuts, Bolts and other required accessories.
1149 | Conduit | RIB-40-01 | EQME13 | Saddle | 100mm | 30 | 30 | 0 | 30 | 0 | Saddle, All relevant accessories made from Steel, including Nuts, Bolts and other required accessories.
1150 | Conduit | RIB-40-02 | EQMI04 | Bushing | 25mm | 520 | 520 | 470 | 50 | 0 | Bushing, made from Steel HDG or Aluminum, suitable for Hot Dipped Galvanized Conduits.
1151 | Conduit | RIB-40-02 | EQMI07 | Bushing | 50mm | 10 | 10 | 10 | 0 | 0 | Bushing, made from Steel HDG or Aluminum, suitable for Hot Dipped Galvanized Conduits.
1152 | Conduit | RIB-40-02 | EQMI08 | Bushing | 63mm | 15 | 15 | 15 | 0 | 0 | Bushing, made from Steel HDG or Aluminum, suitable for Hot Dipped Galvanized Conduits.
1153 | Conduit | RIB-40-02 | EQMI13 | Bushing | 100mm | 30 | 30 | 0 | 30 | 0 | Bushing, made from Steel HDG or Aluminum, suitable for Hot Dipped Galvanized Conduits.
1154 | Conduit | RIB-40-02 | EQMA03 | Conduit | 20mm | 75 | 75 | 75 | 0 | 0 | Steel Conduit, Rigid Hot Dip Galvanized of both inside and outside, Average thickness 75 Micron as per ASTM A123, with metric threads of ISO form according to IEC 60423, Heavy gauge, Welded type, One Coupling and one cap at each end, Conduit length 6m, Screwed externally. |  | for instrument department
1155 | Conduit | RIB-40-02 | EQMA04 | Conduit | 25mm | 270 | 270 | 140 | 130 | 0 | Steel Conduit, Rigid Hot Dip Galvanized of both inside and outside, Average thickness 75 Micron as per ASTM A123, with metric threads of ISO form according to IEC 60423, Heavy gauge, Welded type, One Coupling and one cap at each end, Conduit length 6m, Screwed externally.
1156 | Conduit | RIB-40-02 | EQMA07 | Conduit | 50mm | 2 | 2 | 0 | 2 | 0 | Steel Conduit, Rigid Hot Dip Galvanized of both inside and outside, Average thickness 75 Micron as per ASTM A123, with metric threads of ISO form according to IEC 60423, Heavy gauge, Welded type, One Coupling and one cap at each end, Conduit length 6m, Screwed externally.
1157 | Conduit | RIB-40-02 | EQMA08 | Conduit | 63mm | 6 | 6 | 0 | 6 | 0 | Steel Conduit, Rigid Hot Dip Galvanized of both inside and outside, Average thickness 75 Micron as per ASTM A123, with metric threads of ISO form according to IEC 60423, Heavy gauge, Welded type, One Coupling and one cap at each end, Conduit length 6m, Screwed externally.
1158 | Conduit | RIB-40-02 | EQMA13 | Conduit | 100mm | 12 | 12 | 0 | 12 | 0 | Steel Conduit, Rigid Hot Dip Galvanized of both inside and outside, Average thickness 75 Micron as per ASTM A123, with metric threads of ISO form according to IEC 60423, Heavy gauge, Welded type, One Coupling and one cap at each end, Conduit length 6m, Screwed externally.
1159 | Conduit | RIB-40-02 | EQMC04 | Coupling | 25mm | 135 | 135 | 120 | 15 | 0 | Coupling for steel Conduits, made from HDG, in accordance with DIN 49020 or BS 4568.
1160 | Conduit | RIB-40-02 | EQMC08 | Coupling | 63mm | 5 | 5 | 0 | 5 | 0 | Coupling for steel Conduits, made from HDG, in accordance with DIN 49020 or BS 4568.
1161 | Conduit | RIB-40-02 | EQMC13 | Coupling | 100mm | 5 | 5 | 0 | 5 | 0 | Coupling for steel Conduits, made from HDG, in accordance with DIN 49020 or BS 4568.
1162 | Conduit | RIB-40-02 | EQMW03 | Flexible | 20mm | 300 | 300 | 0 | 300 | 0 | Flexible Metal Conduit with PVC cover, according to BS 61386. |  | Instrument
1163 | Conduit | RIB-40-02 | EQME04 | Saddle | 25mm | 1100 | 1100 | 1000 | 100 | 0 | Saddle, All relevant accessories made from Steel, including Nuts, Bolts and other required accessories.
1164 | Conduit | RIB-40-02 | EQME07 | Saddle | 50mm | 15 | 15 | 15 | 0 | 0 | Saddle, All relevant accessories made from Steel, including Nuts, Bolts and other required accessories.
1165 | Conduit | RIB-40-02 | EQME08 | Saddle | 63mm | 30 | 30 | 0 | 30 | 0 | Saddle, All relevant accessories made from Steel, including Nuts, Bolts and other required accessories.
1166 | Conduit | RIB-40-02 | EQME13 | Saddle | 100mm | 60 | 60 | 0 | 60 | 0 | Saddle, All relevant accessories made from Steel, including Nuts, Bolts and other required accessories.
1167 | Conduit | RIB-40-03 | EQMI04 | Bushing | 25mm | 630 | 630 | 630 | 0 | 0 | Bushing, made from Steel HDG or Aluminum, suitable for Hot Dipped Galvanized Conduits.
1168 | Conduit | RIB-40-03 | EQMI07 | Bushing | 50mm | 10 | 10 | 10 | 0 | 0 | Bushing, made from Steel HDG or Aluminum, suitable for Hot Dipped Galvanized Conduits.
1169 | Conduit | RIB-40-03 | EQMI08 | Bushing | 63mm | 15 | 15 | 15 | 0 | 0 | Bushing, made from Steel HDG or Aluminum, suitable for Hot Dipped Galvanized Conduits.
1170 | Conduit | RIB-40-03 | EQMI19 | Bushing | 125mm | 30 | 30 | 0 | 30 | 0 | Bushing, made from Steel HDG or Aluminum, suitable for Hot Dipped Galvanized Conduits.
1171 | Conduit | RIB-40-03 | EQMA03 | Conduit | 20mm | 83 | 83 | 83 | 0 | 0 | Steel Conduit, Rigid Hot Dip Galvanized of both inside and outside, Average thickness 75 Micron as per ASTM A123, with metric threads of ISO form according to IEC 60423, Heavy gauge, Welded type, One Coupling and one cap at each end, Conduit length 6m, Screwed externally. |  | for instrument department
1172 | Conduit | RIB-40-03 | EQMA04 | Conduit | 25mm | 320 | 320 | 190 | 130 | 0 | Steel Conduit, Rigid Hot Dip Galvanized of both inside and outside, Average thickness 75 Micron as per ASTM A123, with metric threads of ISO form according to IEC 60423, Heavy gauge, Welded type, One Coupling and one cap at each end, Conduit length 6m, Screwed externally.
1173 | Conduit | RIB-40-03 | EQMA07 | Conduit | 50mm | 2 | 2 | 0 | 2 | 0 | Steel Conduit, Rigid Hot Dip Galvanized of both inside and outside, Average thickness 75 Micron as per ASTM A123, with metric threads of ISO form according to IEC 60423, Heavy gauge, Welded type, One Coupling and one cap at each end, Conduit length 6m, Screwed externally.
1174 | Conduit | RIB-40-03 | EQMA08 | Conduit | 63mm | 6 | 6 | 0 | 6 | 0 | Steel Conduit, Rigid Hot Dip Galvanized of both inside and outside, Average thickness 75 Micron as per ASTM A123, with metric threads of ISO form according to IEC 60423, Heavy gauge, Welded type, One Coupling and one cap at each end, Conduit length 6m, Screwed externally.
1175 | Conduit | RIB-40-03 | EQMA19 | Conduit | 125mm | 12 | 12 | 6 | 6 | 0 | Steel Conduit, Rigid Hot Dip Galvanized of both inside and outside, Average thickness 75 Micron as per ASTM A123, with metric threads of ISO form according to IEC 60423, Heavy gauge, Welded type, One Coupling and one cap at each end, Conduit length 6m, Screwed externally.
1176 | Conduit | RIB-40-03 | EQMC04 | Coupling | 25mm | 160 | 160 | 130 | 30 | 0 | Coupling for steel Conduits, made from HDG, in accordance with DIN 49020 or BS 4568.
1177 | Conduit | RIB-40-03 | EQMC08 | Coupling | 63mm | 5 | 5 | 0 | 5 | 0 | Coupling for steel Conduits, made from HDG, in accordance with DIN 49020 or BS 4568.
1178 | Conduit | RIB-40-03 | EQMC19 | Coupling | 125mm | 5 | 5 | 0 | 5 | 0 | Coupling for steel Conduits, made from HDG, in accordance with DIN 49020 or BS 4568.
1179 | Conduit | RIB-40-03 | EQMW03 | Flexible | 20mm | 250 | 250 | 0 | 250 | 0 | Flexible Metal Conduit with PVC cover, according to BS 61386. |  | Instrument
1180 | Conduit | RIB-40-03 | EQME04 | Saddle | 25mm | 1300 | 1300 | 1200 | 100 | 0 | Saddle, All relevant accessories made from Steel, including Nuts, Bolts and other required accessories.
1181 | Conduit | RIB-40-03 | EQME07 | Saddle | 50mm | 15 | 15 | 15 | 0 | 0 | Saddle, All relevant accessories made from Steel, including Nuts, Bolts and other required accessories.
1182 | Conduit | RIB-40-03 | EQME08 | Saddle | 63mm | 30 | 30 | 0 | 30 | 0 | Saddle, All relevant accessories made from Steel, including Nuts, Bolts and other required accessories.
1183 | Conduit | RIB-40-03 | EQME19 | Saddle | 125mm | 60 | 60 | 0 | 60 | 0 | Saddle, All relevant accessories made from Steel, including Nuts, Bolts and other required accessories.
1184 | Conduit | SS-40-03 | EQMI04 | Bushing | 25mm | 895 | 895 | 800 | 95 | 0 | Bushing, made from Steel HDG or Aluminum, suitable for Hot Dipped Galvanized Conduits.
1185 | Conduit | SS-40-03 | EQMI06 | Bushing | 40mm | 96 | 96 | 96 | 0 | 0 | Bushing, made from Steel HDG or Aluminum, suitable for Hot Dipped Galvanized Conduits.
1186 | Conduit | SS-40-03 | EQMA03 | Conduit | 20mm | 117 | 117 | 117 | 0 | 0 | Steel Conduit, Rigid Hot Dip Galvanized of both inside and outside, Average thickness 75 Micron as per ASTM A123, with metric threads of ISO form according to IEC 60423, Heavy gauge, Welded type, One Coupling and one cap at each end, Conduit length 6m, Screwed externally. |  | for instrument department
1187 | Conduit | SS-40-03 | EQMA04 | Conduit | 25mm | 1021 | 1021 | 370 | 651 | 0 | Steel Conduit, Rigid Hot Dip Galvanized(HDG) of both inside and outside, Average thickness 75 Micron as per ASTM A123, with metric threads of ISO form according to IEC 60423, Heavy gauge, Welded type, One PVC cap at each end, Conduit length 6m, Screwed externally.
1188 | Conduit | SS-40-03 | EQMA06 | Conduit | 40mm | 228 | 228 | 41 | 187 | 0 | Steel Conduit, Rigid Hot Dip Galvanized(HDG) of both inside and outside, Average thickness 75 Micron as per ASTM A123, with metric threads of ISO form according to IEC 60423, Heavy gauge, Welded type, One PVC cap at each end, Conduit length 6m, Screwed externally.
1189 | Conduit | SS-40-03 | EQMC04 | Coupling | 25mm | 1113 | 1113 | 450 | 663 | 0 | Coupling for steel Conduits, made from HDG, in accordance with DIN 49020 or BS 4568.
1190 | Conduit | SS-40-03 | EQMC06 | Coupling | 40mm | 248 | 248 | 0 | 248 | 0 | Coupling for steel Conduits, made from HDG, in accordance with DIN 49020 or BS 4568.
1191 | Conduit | SS-40-03 | EQMW03 | Flexible | 20mm | 150 | 150 | 0 | 150 | 0 | Flexible Metal Conduit with PVC cover, according to BS 61386. |  | Instrument
1192 | Conduit | SS-40-03 | EQME04 | Saddle | 25mm | 4452 | 4452 | 2630 | 1822 | 0 | Saddle, All relevant accessories made from Steel, including Nuts, Bolts and other required accessories.
1193 | Conduit | SS-40-03 | EQME06 | Saddle | 40mm | 993 | 993 | 40 | 953 | 0 | Saddle, All relevant accessories made from Steel, including Nuts, Bolts and other required accessories.
1194 | Conduit | SS-40-04 | EQMI04 | Bushing | 25mm | 926 | 926 | 926 | 0 | 0 | Bushing, made from Steel HDG or Aluminum, suitable for Hot Dipped Galvanized Conduits.
1195 | Conduit | SS-40-04 | EQMI06 | Bushing | 40mm | 117 | 117 | 117 | 0 | 0 | Bushing, made from Steel HDG or Aluminum, suitable for Hot Dipped Galvanized Conduits.
1196 | Conduit | SS-40-04 | EQMA03 | Conduit | 20mm | 117 | 117 | 117 | 0 | 0 | Steel Conduit, Rigid Hot Dip Galvanized of both inside and outside, Average thickness 75 Micron as per ASTM A123, with metric threads of ISO form according to IEC 60423, Heavy gauge, Welded type, One Coupling and one cap at each end, Conduit length 6m, Screwed externally. |  | for instrument department
1197 | Conduit | SS-40-04 | EQMA04 | Conduit | 25mm | 1065 | 1065 | 406 | 659 | 0 | Steel Conduit, Rigid Hot Dip Galvanized(HDG) of both inside and outside, Average thickness 75 Micron as per ASTM A123, with metric threads of ISO form according to IEC 60423, Heavy gauge, Welded type, One PVC cap at each end, Conduit length 6m, Screwed externally.
1198 | Conduit | SS-40-04 | EQMA06 | Conduit | 40mm | 226 | 226 | 15 | 211 | 0 | Steel Conduit, Rigid Hot Dip Galvanized(HDG) of both inside and outside, Average thickness 75 Micron as per ASTM A123, with metric threads of ISO form according to IEC 60423, Heavy gauge, Welded type, One PVC cap at each end, Conduit length 6m, Screwed externally.
1199 | Conduit | SS-40-04 | EQMC04 | Coupling | 25mm | 1162 | 1162 | 450 | 712 | 0 | Coupling for steel Conduits, made from HDG, in accordance with DIN 49020 or BS 4568.
1200 | Conduit | SS-40-04 | EQMC06 | Coupling | 40mm | 246 | 246 | 0 | 246 | 0 | Coupling for steel Conduits, made from HDG, in accordance with DIN 49020 or BS 4568.
1201 | Conduit | SS-40-04 | EQMW03 | Flexible | 20mm | 65 | 65 | 0 | 65 | 0 | Flexible Metal Conduit with PVC cover, according to BS 61386. |  | Instrument
1202 | Conduit | SS-40-04 | EQME04 | Saddle | 25mm | 4647 | 4647 | 1630 | 3017 | 0 | Saddle, All relevant accessories made from Steel, including Nuts, Bolts and other required accessories.
1203 | Conduit | SS-40-04 | EQME06 | Saddle | 40mm | 984 | 984 | 40 | 944 | 0 | Saddle, All relevant accessories made from Steel, including Nuts, Bolts and other required accessories.
1204 | Conduit | SS-40-05 | EQMI04 | Bushing | 25mm | 827 | 827 | 827 | 0 | 0 | PVC Bushing, made from Steel HDG or Aluminum, suitable for Hot Dipped Galvanized Conduits.
1205 | Conduit | SS-40-05 | EQMI06 | Bushing | 40mm | 57 | 57 | 57 | 0 | 0 | PVC Bushing, made from Steel HDG or Aluminum, suitable for Hot Dipped Galvanized Conduits.
1206 | Conduit | SS-40-05 | EQMA03 | Conduit | 20mm | 125 | 125 | 125 | 0 | 0 | Steel Conduit, Rigid Hot Dip Galvanized of both inside and outside, Average thickness 75 Micron as per ASTM A123, with metric threads of ISO form according to IEC 60423, Heavy gauge, Welded type, One Coupling and one cap at each end, Conduit length 6m, Screwed externally. |  | for instrument department
1207 | Conduit | SS-40-05 | EQMA04 | Conduit | 25mm | 935 | 935 | 380 | 555 | 0 | Steel Conduit, Rigid Hot Dip Galvanized of both inside and outside, Average thickness 75 Micron as per ASTM A123, with metric threads of ISO form according to IEC 60423, Heavy gauge, Welded type, One Coupling and one cap at each end, Conduit length 6m, Screwed externally.
1208 | Conduit | SS-40-05 | EQMA06 | Conduit | 40mm | 220 | 220 | 8 | 212 | 0 | Steel Conduit, Rigid Hot Dip Galvanized of both inside and outside, Average thickness 75 Micron as per ASTM A123, with metric threads of ISO form according to IEC 60423, Heavy gauge, Welded type, One Coupling and one cap at each end, Conduit length 6m, Screwed externally.
1209 | Conduit | SS-40-05 | EQMC04 | Coupling | 25mm | 1019 | 1019 | 150 | 869 | 0 | Coupling for steel Conduits, made from HDG, in accordance with DIN 49020 or BS 4568.
1210 | Conduit | SS-40-05 | EQMC06 | Coupling | 40mm | 239 | 239 | 0 | 239 | 0 | Coupling for steel Conduits, made from HDG, in accordance with DIN 49020 or BS 4568.
1211 | Conduit | SS-40-05 | EQMW03 | Flexible | 20mm | 100 | 100 | 0 | 100 | 0 | Flexible Metal Conduit with PVC cover, according to BS 61386. |  | Instrument
1212 | Conduit | SS-40-05 | EQME04 | Saddle | 25mm | 4078 | 4078 | 2930 | 1148 | 0 | Saddle, All relevant accessories made from Steel, including Nuts, Bolts and other required accessories.
1213 | Conduit | SS-40-05 | EQME06 | Saddle | 40mm | 956 | 956 | 40 | 916 | 0 | Saddle, All relevant accessories made from Steel, including Nuts, Bolts and other required accessories.
1214 | Conduit | SS-40-09 | EQMI04 | Bushing | 25mm | 927 | 927 | 927 | 0 | 0 | Bushing, made from Steel HDG or Aluminum, suitable for Hot Dipped Galvanized Conduits.
1215 | Conduit | SS-40-09 | EQMI06 | Bushing | 40mm | 75 | 75 | 75 | 0 | 0 | Bushing, made from Steel HDG or Aluminum, suitable for Hot Dipped Galvanized Conduits.
1216 | Conduit | SS-40-09 | EQMA03 | Conduit | 20mm | 125 | 125 | 103 | 22 | 0 | Steel Conduit, Rigid Hot Dip Galvanized of both inside and outside, Average thickness 75 Micron as per ASTM A123, with metric threads of ISO form according to IEC 60423, Heavy gauge, Welded type, One Coupling and one cap at each end, Conduit length 6m, Screwed externally. |  | for instrument department
1217 | Conduit | SS-40-09 | EQMA04 | Conduit | 25mm | 1043 | 1043 | 438 | 605 | 0 | Steel Conduit, Rigid Hot Dip Galvanized of both inside and outside, Average thickness 75 Micron as per ASTM A123, with metric threads of ISO form according to IEC 60423, Heavy gauge, Welded type, One Coupling and one cap at each end, Conduit length 6m, Screwed externally.
1218 | Conduit | SS-40-09 | EQMA06 | Conduit | 40mm | 209 | 209 | 120 | 89 | 0 | Steel Conduit, Rigid Hot Dip Galvanized of both inside and outside, Average thickness 75 Micron as per ASTM A123, with metric threads of ISO form according to IEC 60423, Heavy gauge, Welded type, One Coupling and one cap at each end, Conduit length 6m, Screwed externally.
1219 | Conduit | SS-40-09 | EQMC04 | Coupling | 25mm | 1137 | 1137 | 530 | 607 | 0 | Coupling for steel Conduits, made from HDG, in accordance with DIN 49020 or BS 4568.
1220 | Conduit | SS-40-09 | EQMC06 | Coupling | 40mm | 227 | 227 | 15 | 212 | 0 | Coupling for steel Conduits, made from HDG, in accordance with DIN 49020 or BS 4568.
1221 | Conduit | SS-40-09 | EQMW03 | Flexible | 20mm | 85 | 85 | 0 | 85 | 0 | Flexible Metal Conduit with PVC cover, according to BS 61386. |  | Instrument
1222 | Conduit | SS-40-09 | EQME04 | Saddle | 25mm | 4549 | 4549 | 2180 | 2369 | 0 | Saddle, All relevant accessories made from Steel, including Nuts, Bolts and other required accessories.
1223 | Conduit | SS-40-09 | EQME06 | Saddle | 40mm | 912 | 912 | 140 | 772 | 0 | Saddle, All relevant accessories made from Steel, including Nuts, Bolts and other required accessories.
1224 | Conduit | SS-40-05 | EQMI07 | Bushing | 50mm | 12 | 0 | 0 | 0 | 12 | PVC Bushing, suiatble for Hot Dipped Galvanized Conduits | SS-48-05
1225 | Conduit | SS-40-05 | EQMI11 | Bushing | 75mm | 9 | 0 | 0 | 0 | 9 | PVC Bushing, suiatble for Hot Dipped Galvanized Conduits | SS-48-05
1226 | Conduit | SS-40-05 | EQME07 | Saddle | 50mm | 8 | 0 | 0 | 0 | 8 | Saddle, made from Steel including Nuts, Bolts and other required accessories. | SS-48-05
1227 | Conduit | SS-40-05 | EQME11 | Saddle | 75mm | 4 | 0 | 0 | 0 | 4 | Saddle, made from Steel including Nuts, Bolts and other required accessories. | SS-48-05
1228 | Conduit | SS-40-09 | EQME05 | Saddle | 32mm | 4 | 0 | 0 | 0 | 4 | Saddle, made from Steel including Nuts, Bolts and other required accessories. | SS-48-09
1229 | Conduit | SS-40-09 | EQME07 | Saddle | 50mm | 8 | 0 | 0 | 0 | 8 | Saddle, made from Steel including Nuts, Bolts and other required accessories. | SS-48-09
1230 | Conduit | SS-40-09 | EQME08 | Saddle | 63mm | 4 | 0 | 0 | 0 | 4 | Saddle, made from Steel including Nuts, Bolts and other required accessories. | SS-48-09
1231 | Conduit | SS-40-09 | EQME11 | Saddle | 75mm | 4 | 0 | 0 | 0 | 4 | Saddle, made from Steel including Nuts, Bolts and other required accessories. | SS-48-09
1232 | EARTHING | 20 | - | CABLE LUG | 16 mm2 | 7 | 0 | 0 | 0 | 7 | Compression Cable Lug, Tinned Copper Type with Bolt, Nut, one Spring Washer & One Flat Washer, Size 16 mm2, Suitable for Grounding Connection, C/W Hot Dipped Galvanized Nuts & Bolts.
1233 | EARTHING | 20 | - | CABLE LUG | 35 mm2 | 35 | 0 | 0 | 0 | 35 | Compression Cable Lug, Tinned Copper Type with Bolt, Nut, one Spring Washer & One Flat Washer, Size 35 mm2, Suitable for Grounding Connection, C/W Hot Dipped Galvanized Nuts & Bolts.
1234 | EARTHING | 20 | - | CABLE LUG | 70 mm2 | 3 | 0 | 0 | 0 | 3 | Compression Cable Lug, Tinned Copper Type with Bolt, Nut, one Spring Washer & One Flat Washer, Size 70 mm2, Suitable for Grounding Connection, C/W Hot Dipped Galvanized Nuts & Bolts.
1235 | EARTHING | 20 | - | Cross Tape Clamp | 70mm2 | 12 | 0 | 0 | 0 | 12 | Conductor Clamp (Earth Rod Clamp), Phosphor Bronze or Copper Silicon, Suitable for Connection of Grounding Conductor Size 70mm2 to Earth Rods, C/W sufficient Hot dipped galvanized Nuts & Bolts.
1236 | EARTHING | 20 | - | EARTHING BUS-BAR | 400x50x5 mm | 1 | 0 | 0 | 0 | 1 | Earthing Bus-bar, Copper Strip, 400x50x5 mm, Compelete with 2 Insulators, Fixing Support, with 8 Holes (M12) & All Necessary Materials for Installation, C/W Hot dipped galvanized Nuts & Bolts.
1237 | EARTHING | 20 | EREGDD | Earthing Rod | - | 6 | 0 | 0 | 0 | 6 | Earthing Rod, Extensible, High Resistant to Corrosion, High Tensile Strength, Steel Core, with Pure Electrolyte Copper Molecularly Bonded, 20 mm Diameter 2x1500 mm Length. Threated at Both Ends for Fixing Driving Heads, Couplings or Tip. Complete with Hardened Steel Driving Head, Phosphor Bronze or Copper Silicon Coupling & Steel Tip.
1238 | EARTHING | 20 | - | LOW OHM MATERIAL | - | By Vendor | 0 | 0 | 0 | #VALUE! | Low Ohm Material (LOM), with High Moisture Absorbability and High Conductivity, No Corrosive Effect on Earthing Electrodes, Permanent Adherence to the Earth Electrodes in Absence of Moisture, and Long Term Imapct on the Earthing System, With Resistivity of Maximum 0.5 ohm-meter, Diameter of LOM Infill Surrounding Earthing Electrode: At Least 60 cm, Suitable for Earthing Electrodes of Item 1 (6 No. of Rods).
1239 | EARTHING | 20 | - | Welding Kits | 70mm2/16mm2 /70mm2 | 1 | 0 | 0 | 0 | 1 | Complete Set of Exothermic Welding Kits, Including Graphite Mould, Handle Clamp, Scraper Tools, Torch, Flint Gun, Card Brush, Mould Brush, Gloves & Glasses and etc. for Tee joint of 70mm2/16mm2 /70mm2 Conductors (Each one suitable for 40 No. connection based on vendor recommendation)
1240 | EARTHING | 20 | - | Welding Kits | 70mm2/35mm2 /70mm2 | 1 | 0 | 0 | 0 | 1 | Complete Set of Exothermic Welding Kits, Including Graphite Mould, Handle Clamp, Scraper Tools, Torch, Flint Gun, Card Brush, Mould Brush, Gloves & Glasses and etc. for Tee joint of 70mm2/35mm2 /70mm2 Conductors (Each one suitable for 40 no. connection based on vendor recommendation)
1241 | EARTHING | 20 | - | Welding Kits | 70mm2/70mm2 /70mm2 | 1 | 0 | 0 | 0 | 1 | Complete Set of Exothermic Welding Kits, Including Graphite Mould, Handle Clamp, Scraper Tools, Torch, Flint Gun, Card Brush, Mould Brush, Gloves & Glasses and etc. for Tee joint of 70mm2/70mm2 /70mm2 Conductors (Each one suitable for 40 no. connection based on vendor recommendation)
1242 | EARTHING | 20 | - | Welding Powder Cartridges | 70/16/70 mm2 | 5 | 0 | 0 | 0 | 5 | Welding Powder Cartridges, (Welding Powder, Retaining Discs, Starting Powder, Quick Starter and other necessary tools) Suitable for Tee Joint of 70/16/70 mm2 (with Sleeves)
1243 | EARTHING | 20 | - | Welding Powder Cartridges | 70/35/70 mm2 | 35 | 0 | 0 | 0 | 35 | Welding Powder Cartridges, (Welding Powder, Retaining Discs, Starting Powder, Quick Starter and other necessary tools) Suitable for Tee Joint of 70/35/70 mm2 (with Sleeves)
1244 | EARTHING | 20 | - | Welding Powder Cartridges | 70/70/70 mm2 | 21 | 0 | 0 | 0 | 21 | Welding Powder Cartridges, (Welding Powder, Retaining Discs, Starting Powder, Quick Starter and other necessary tools) Suitable for Tee Joint of 70/70/70 mm2 (with Sleeves)
1245 | EARTHING | 20 | - | Wrapping Tape | - | By Vendor | 0 | 0 | 0 | #VALUE! | Wraping Tape, Green-Yellow for Sealing of Exothermic Welding Joints, In Reel of 20 m Length.
1246 | EARTHING | 35 | ERECC0205 | CABLE LUG | 4mm2/M6 | 25 | 0 | 0 | 0 | 25 | Compression Cable Lug, Tinned Copper Type with Bolt, Nut, one Spring Washer & One Flat Washer, Suitable for Grounding Connection, Complete With Hot-Dip Galvanized Nuts & Bolts. |  | Used for Instrument and 5 No for Telecom
1247 | EARTHING | 35 | ERECC0308 | CABLE LUG | 16mm2/M8 | 65 | 0 | 0 | 0 | 65 | Compression Cable Lug, Tinned Copper Type with Bolt, Nut, one Spring Washer & One Flat Washer, Suitable for Grounding Connection, Complete With Hot-Dip Galvanized Nuts & Bolts. |  | 18 NO FOR INSTRUMENT, 8 NO FOR TELECOM
1248 | EARTHING | 35 | ERECC0510 | Bolt | M10*30 | 45 | 45 | 0 | 45 | 0 | Compression Cable Lug, Tinned Copper Type with Bolt, Nut, one Spring Washer & One Flat Washer, Suitable for Grounding Connection, Complete With Hot-Dip Galvanized Nuts & Bolts. |  | 2 NO FOR TELECOM
1249 | EARTHING | 35 | ERELS12 | Earth Rod Clamp | 70mm2 to Earth Rod | 7 | 0 | 0 | 0 | 7 | Conductor Clamp (Earth Rod Clamp), Phosphor Bronze or Copper Silicon, Suitable for Connection of Grounding Conductor to Earth Rod, Complete With Sufficient Hot-Dip galvanized Nuts & Bolts.
1250 | EARTHING | 35 | EREA6 | EARTHING BUS-BAR | - | 10 | 0 | 0 | 0 | 10 | Earthing Bus-bar, Copper Strip, 400x50x5 mm, Complete with 2 Insulators, Fixing Support, with 5 Holes (M6) & All Necessary Materials for Installation, Complete with Hot-Dip Galvanized Nuts & Bolts. |  | Instrument Earth Bus-bar
1251 | EARTHING | 35 | EREGDD | Earthing Rod | - | 7 | 0 | 0 | 0 | 7 | Earthing Rod, Extensible, High Resistant to Corrosion, High Tensile Strength, Steel Core, with Pure Electrolyte Copper Molecularly Bonded, 20 mm Diameter, 2x1500 mm Length, Threaded at Both Ends for Fixing Driving Heads, Couplings or Tip. Complete with Hardened Steel Driving Head, Phosphor Bronze or Copper Silicon Coupling & Steel Tip.
1252 | EARTHING | 35 | ERED0812 | Earthing Wire Clamps | 16mm2 to 70 mm2 | 10 | 0 | 0 | 0 | 10 | Earthing Wire Clamps (Parallel Connectors), Screw Type, Phosphor Bronze, Corrosion Resistant and High Mechanical Strength, Suitable for Connection of Grounding Conductors. |  | FOR TELECOM
1253 | EARTHING | 35 | ERED1012 | Earthing Wire Clamps | 35mm2 to 70 mm2 | 4 | 0 | 0 | 0 | 4 | Earthing Wire Clamps (Parallel Connectors), Screw Type, Phosphor Bronze, Corrosion Resistant and High Mechanical Strength, Suitable for Connection of Grounding Conductors. |  | FOR TELECOM
1254 | EARTHING | 35 | EREKT0812 | Mould | 70/16mm | 3 | 3 | 0 | 3 | 0 | Graphite Mould for Tee Joint of Conductors with Handle Clamp (Each one suitable for 40 No. connection based on vendor recommendation) |  | For size of Graphite Moulds, below description shall be noted: XX/XX (size of conductor) Tap Conductor/Main Conductor
1255 | EARTHING | 35 | EREKT1012 | Mould | 70/35mm | 2 | 2 | 0 | 2 | 0 | Graphite Mould for Tee Joint of Conductors with Handle Clamp (Each one suitable for 40 No. connection based on vendor recommendation) |  | For size of Graphite Moulds, below description shall be noted: XX/XX (size of conductor) Tap Conductor/Main Conductor
1256 | EARTHING | 35 | EREKT1212 | Mould | 70/70mm | 1 | 1 | 0 | 1 | 0 | Graphite Mould for Tee Joint of Conductors with Handle Clamp (Each one suitable for 40 No. connection based on vendor recommendation) |  | For size of Graphite Moulds, below description shall be noted: XX/XX (size of conductor) Tap Conductor/Main Conductor
1257 | EARTHING | 35 | ERERTT | Necessary tools | - | 2 | 2 | 0 | 2 | 0 | Necessary tools, Including Gloves & Glasses, Scraper Tool, Torch, Flint Gun, Cleaning tools (Mould brush, card brush, etc.)
1258 | EARTHING | 35 | EREMHX | PIT | 40*40*60cm | 7 | 0 | 0 | 0 | 7 | Concrete Inspection Pit, Reinforced type, Squared shape, 400mm(L) x 400mm(W) x 600mm(D) with Test Link.
1259 | EARTHING | 35 | EREKU0812 | Welding Powder | 70/16mm | 57 | 57 | 0 | 57 | 0 | Welding Powder Cartridges, for Tee Joint of Conductors (including Welding Powder, Retaining Discs, Starting Powder, Quick Starter, Sleeves (If Required), and other necessary tools) |  | 18 NO FOR INSTRUMENT
1260 | EARTHING | 35 | EREKU1012 | Welding Powder Cartridges | 35/70 | 47 | 0 | 0 | 0 | 47 | Welding Powder Cartridges, for Tee Joint of Conductors (including Welding Powder, Retaining Discs, Starting Powder, Quick Starter, Sleeves (If Required), and other necessary tools)
1261 | EARTHING | 35 | EREKU1212 | Welding Powder | 70/70 | 14 | 14 | 0 | 14 | 0 | Welding Powder Cartridges, for Tee Joint of Conductors (including Welding Powder, Retaining Discs, Starting Powder, Quick Starter, Sleeves (If Required), and other necessary tools)
1262 | EARTHING | 41 | ERELB12 | Cable Clip | - | 2170 | 0 | 0 | 0 | 2170 | Cable Clip, Copper or high strength Copper Alloy, Corrosion Resistant and High Mechanical Strength, Suitable for Fixing Conductor Size 70 mm2, with Bolts for Fittings.
1263 | EARTHING | 41 | ERECC0205 | CABLE LUG | 4mm2/M6 | 90 | 0 | 0 | 0 | 90 | Compression Cable Lug, Tinned Copper Type with Bolt, Nut, one Spring Washer & One Flat Washer, Suitable for Grounding Connection, Complete With Hot-Dip Galvanized Nuts & Bolts. |  | FOR INSTRUMENT
1264 | EARTHING | 41 | ERECC0308 | CABLE LUG | 16mm2/M8 | 215 | 0 | 0 | 0 | 215 | Compression Cable Lug, Tinned Copper Type with Bolt, Nut, one Spring Washer & One Flat Washer, Suitable for Grounding Connection, Complete With Hot-Dip Galvanized Nuts & Bolts. |  | 30 NO FOR TELECOM+50 NO FOR INSTRUMENT
1265 | EARTHING | 41 | ERECC0510 | Bolt | M10*30 | 92 | 92 | 0 | 92 | 0 | Compression Cable Lug, Tinned Copper Type with Bolt, Nut, one Spring Washer & One Flat Washer, Suitable for Grounding Connection, Complete With Hot-Dip Galvanized Nuts & Bolts.
1266 | EARTHING | 41 | ERECC0512 | CABLE LUG | 70mm2/M12 | 40 | 40 | 0 | 40 | 0 | Compression Cable Lug, Tinned Copper Type with Bolt, Nut, one Spring Washer & One Flat Washer, Suitable for Grounding Connection, Complete With Hot-Dip Galvanized Nuts & Bolts.
1267 | EARTHING | 41 | ERELS12 | Earth Rod Clamp | 70mm2 to Earth Rod | 17 | 0 | 0 | 0 | 17 | Conductor Clamp (Earth Rod Clamp), Phosphor Bronze or Copper Silicon, Suitable for Connection of Grounding Conductor to Earth Rod, Complete With Sufficient Hot-Dip galvanized Nuts & Bolts.
1268 | EARTHING | 41 | EREA7 | EARTHING BUS-BAR | - | 35 | 0 | 0 | 0 | 35 | Earthing Bus-bar, Copper Strip, 500x50x5 mm, Complete with 2 Insulators, Fixing Support, with 10 Holes (M12) & All Necessary Materials for Installation, Complete with Hot-Dip Galvanized Nuts & Bolts.
1269 | EARTHING | 41 | EREA6 | EARTHING BUS-BAR | - | 25 | 0 | 0 | 0 | 25 | Earthing Bus-bar, Copper Strip, 400x50x5 mm, Complete with 2 Insulators, Fixing Support, with 5 Holes (M6) & All Necessary Materials for Installation, Complete with Hot-Dip Galvanized Nuts & Bolts. |  | FOR INSTRUMENT
1270 | EARTHING | 41 | EREGDD | Earthing Rod | - | 17 | 0 | 0 | 0 | 17 | Earthing Rod, Extensible, High Resistant to Corrosion, High Tensile Strength, Steel Core, with Pure Electrolyte Copper Molecularly Bonded, 20 mm Diameter, 2x1500 mm Length, Threaded at Both Ends for Fixing Driving Heads, Couplings or Tip. Complete with Hardened Steel Driving Head, Phosphor Bronze or Copper Silicon Coupling & Steel Tip.
1271 | EARTHING | 41 | ERED0812 | Earthing Wire Clamps | 16mm2 to 70 mm2 | 150 | 0 | 0 | 0 | 150 | Earthing Wire Clamps (Parallel Connectors), Screw Type, Phosphor Bronze, Corrosion Resistant and High Mechanical Strength, Suitable for Connection of Grounding Conductors.
1272 | EARTHING | 41 | EREKT0812 | Mould | 70/16mm | 5 | 5 | 0 | 5 | 0 | Graphite Mould for Tee Joint of Conductors with Handle Clamp (Each one suitable for 40 No. connection based on vendor recommendation)
1273 | EARTHING | 41 | EREKT1012 | Mould | 70/35mm | 3 | 3 | 0 | 3 | 0 | Graphite Mould for Tee Joint of Conductors with Handle Clamp (Each one suitable for 40 No. connection based on vendor recommendation)
1274 | EARTHING | 41 | EREKT1212 | Mould | 70/70mm | 2 | 2 | 0 | 2 | 0 | Graphite Mould for Tee Joint of Conductors with Handle Clamp (Each one suitable for 40 No. connection based on vendor recommendation)
1275 | EARTHING | 41 | EREMHX | PIT | 40*40*60cm | 17 | 0 | 0 | 0 | 17 | Concrete Inspection Pit, Reinforced type, Squared shape, 400mm(L) x 400mm(W) x 600mm(D) with Test Link.
1276 | EARTHING | 41 | EREKU0812 | Welding Powder | 70/16mm | 155 | 155 | 0 | 155 | 0 | Welding Powder Cartridges, for Tee Joint of Conductors (including Welding Powder, Retaining Discs, Starting Powder, Quick Starter, Sleeves (If Required), and other necessary tools) |  | 10 NO FOR TELECOM+50 NO FOR INS
1277 | EARTHING | 41 | EREKU1012 | Welding Powder Cartridges | 35/70 | 57 | 0 | 0 | 0 | 57 | Welding Powder Cartridges, for Tee Joint of Conductors (including Welding Powder, Retaining Discs, Starting Powder, Quick Starter, Sleeves (If Required), and other necessary tools)
1278 | EARTHING | 41 | EREKU1212 | Welding Powder | 70/70 | 55 | 55 | 0 | 55 | 0 | Welding Powder Cartridges, for Tee Joint of Conductors (including Welding Powder, Retaining Discs, Starting Powder, Quick Starter, Sleeves (If Required), and other necessary tools)
1279 | EARTHING | 41 | EREVTP | Wrapping Tape | - | By Vendor | 0 | 0 | 0 | #VALUE! | Wrapping Tape, PVC Green-Yellow Adhesive Tape for Sealing of Exothermic Welding Joints, In Reel of 20 m Length.
1280 | EARTHING | 42 | ERECC0205 | CABLE LUG | 4mm2/M6 | 55 | 0 | 0 | 0 | 55 | Compression Cable Lug, Tinned Copper Type with Bolt, Nut, one Spring Washer & One Flat Washer, Suitable for Grounding Connection, Complete With Hot-Dip Galvanized Nuts & Bolts. |  | 50 Used for Instrument Earthing cable ,5 Used for Telecom. Earthing cable
1281 | EARTHING | 42 | ERECC0308 | CABLE LUG | 16mm2/M8 | 200 | 0 | 0 | 0 | 200 | Compression Cable Lug, Tinned Copper Type with Bolt, Nut, one Spring Washer & One Flat Washer, Suitable for Grounding Connection, Complete With Hot-Dip Galvanized Nuts & Bolts. |  | 25 Used for Instrument Earthing cable ,20 Used for Telecom. Earthing cable
1282 | EARTHING | 42 | ERECC0510 | Bolt | M10*30 | 75 | 75 | 0 | 75 | 0 | Compression Cable Lug, Tinned Copper Type with Bolt, Nut, one Spring Washer & One Flat Washer, Suitable for Grounding Connection, Complete With Hot-Dip Galvanized Nuts & Bolts. |  | 2 Used for Telecom. Earthing cable
1283 | EARTHING | 42 | ERECC0512 | CABLE LUG | 70mm2/M12 | 35 | 35 | 0 | 35 | 0 | Compression Cable Lug, Tinned Copper Type with Bolt, Nut, one Spring Washer & One Flat Washer, Suitable for Grounding Connection, Complete With Hot-Dip Galvanized Nuts & Bolts.
1284 | EARTHING | 42 | ERELS12 | Earth Rod Clamp | 70mm2 to Earth Rod | 5 | 0 | 0 | 0 | 5 | Conductor Clamp (Earth Rod Clamp), Phosphor Bronze or Copper Silicon, Suitable for Connection of Grounding Conductor to Earth Rod, Complete With Sufficient Hot-Dip galvanized Nuts & Bolts.
1285 | EARTHING | 42 | EREA7 | EARTHING BUS-BAR | - | 8 | 0 | 0 | 0 | 8 | Earthing Bus-bar, Copper Strip, 500x50x5 mm, Complete with 2 Insulators, Fixing Support, with 10 Holes (M12) & All Necessary Materials for Installation, Complete with Hot-Dip Galvanized Nuts & Bolts.
1286 | EARTHING | 42 | EREA6 | EARTHING BUS-BAR | - | 13 | 0 | 0 | 0 | 13 | Earthing Bus-bar, Copper Strip, 400x50x5 mm, Complete with 2 Insulators, Fixing Support, with 5 Holes (M6) & All Necessary Materials for Installation, Complete with Hot-Dip Galvanized Nuts & Bolts. |  | Instrument Earth Bus-bar
1287 | EARTHING | 42 | EREGDD | Earthing Rod | - | 16 | 0 | 0 | 0 | 16 | Earthing Rod, Extensible, High Resistant to Corrosion, High Tensile Strength, Steel Core, with Pure Electrolyte Copper Molecularly Bonded, 20 mm Diameter, 2x1500 mm Length, Threaded at Both Ends for Fixing Driving Heads, Couplings or Tip. Complete with Hardened Steel Driving Head, Phosphor Bronze or Copper Silicon Coupling & Steel Tip.
1288 | EARTHING | 42 | ERED0812 | Earthing Wire Clamps | 16mm2 to 70 mm2 | 95 | 0 | 0 | 0 | 95 | Earthing Wire Clamps (Parallel Connectors), Screw Type, Phosphor Bronze, Corrosion Resistant and High Mechanical Strength, Suitable for Connection of Grounding Conductors.
1289 | EARTHING | 42 | EREKT0812 | Mould | 70/16mm | 2 | 2 | 0 | 2 | 0 | Graphite Mould for Tee Joint of Conductors with Handle Clamp (Each one suitable for 40 No. connection based on vendor recommendation)
1290 | EARTHING | 42 | EREKT1012 | Mould | 70/35mm | 2 | 2 | 0 | 2 | 0 | Graphite Mould for Tee Joint of Conductors with Handle Clamp (Each one suitable for 40 No. connection based on vendor recommendation)
1291 | EARTHING | 42 | EREKT1212 | Mould | 70/70mm | 2 | 2 | 0 | 2 | 0 | Graphite Mould for Tee Joint of Conductors with Handle Clamp (Each one suitable for 40 No. connection based on vendor recommendation)
1292 | EARTHING | 42 | ERERTT | Necessary tools | - | 2 | 2 | 0 | 2 | 0 | Necessary tools, Including Gloves & Glasses, Scraper Tool, Torch, Flint Gun, Cleaning tools (Mould brush, card brush, etc.)
1293 | EARTHING | 42 | EREMHX | PIT | 40*40*60cm | 5 | 0 | 0 | 0 | 5 | Concrete Inspection Pit, Reinforced type, Squared shape, 400mm(L) x 400mm(W) x 600mm(D) with Test Link.
1294 | EARTHING | 42 | EREKU0812 | Welding Powder | 70/16mm | 65 | 65 | 0 | 65 | 0 | Welding Powder Cartridges, for Tee Joint of Conductors (including Welding Powder, Retaining Discs, Starting Powder, Quick Starter, Sleeves (If Required), and other necessary tools) |  | 25 Used for Instrument Earthing cable,5 Used for Telecom. Earthing cable
1295 | EARTHING | 42 | EREKU1012 | Welding Powder Cartridges | 35/70 | 75 | 0 | 0 | 0 | 75 | Welding Powder Cartridges, for Tee Joint of Conductors (including Welding Powder, Retaining Discs, Starting Powder, Quick Starter, Sleeves (If Required), and other necessary tools) |  | 2 Used for Telecom. Earthing cable
1296 | EARTHING | 42 | EREKU1212 | Welding Powder | 70/70 | 75 | 75 | 0 | 75 | 0 | Welding Powder Cartridges, for Tee Joint of Conductors (including Welding Powder, Retaining Discs, Starting Powder, Quick Starter, Sleeves (If Required), and other necessary tools)
1297 | EARTHING | 42 | EREVTP | Wrapping Tape | - | By Vendor | 0 | 0 | 0 | #VALUE! | Wrapping Tape, PVC Green-Yellow Adhesive Tape for Sealing of Exothermic Welding Joints, In Reel of 20 m Length.
1298 | EARTHING | 43 | ERECC0205 | CABLE LUG | 4mm2/M6 | 10 | 0 | 0 | 0 | 10 | Compression Cable Lug, Tinned Copper Type with Bolt, Nut, one Spring Washer & One Flat Washer, Suitable for Grounding Connection, Complete With Hot-Dip Galvanized Nuts & Bolts. |  | 2 No for Telecom and 8 No for Instrument
1299 | EARTHING | 43 | ERECC0308 | CABLE LUG | 16mm2/M8 | 55 | 0 | 0 | 0 | 55 | Compression Cable Lug, Tinned Copper Type with Bolt, Nut, one Spring Washer & One Flat Washer, Suitable for Grounding Connection, Complete With Hot-Dip Galvanized Nuts & Bolts. |  | 15 No for telecom and 8 No for Instrument
1300 | EARTHING | 43 | ERECC0510 | Bolt | M10*30 | 15 | 15 | 0 | 15 | 0 | Compression Cable Lug, Tinned Copper Type with Bolt, Nut, one Spring Washer & One Flat Washer, Suitable for Grounding Connection, Complete With Hot-Dip Galvanized Nuts & Bolts.
1301 | EARTHING | 43 | ERECC0512 | CABLE LUG | 70mm2/M12 | 10 | 10 | 0 | 10 | 0 | Compression Cable Lug, Tinned Copper Type with Bolt, Nut, one Spring Washer & One Flat Washer, Suitable for Grounding Connection, Complete With Hot-Dip Galvanized Nuts & Bolts.
1302 | EARTHING | 43 | ERELS12 | Earth Rod Clamp | 70mm2 to Earth Rod | 5 | 0 | 0 | 0 | 5 | Conductor Clamp (Earth Rod Clamp), Phosphor Bronze or Copper Silicon, Suitable for Connection of Grounding Conductor to Earth Rod, Complete With Sufficient Hot-Dip galvanized Nuts & Bolts.
1303 | EARTHING | 43 | EREA7 | EARTHING BUS-BAR | - | 4 | 0 | 0 | 0 | 4 | Earthing Bus-bar, Copper Strip, 500x50x5 mm, Complete with 2 Insulators, Fixing Support, with 10 Holes (M12) & All Necessary Materials for Installation, Complete with Hot-Dip Galvanized Nuts & Bolts.
1304 | EARTHING | 43 | EREA6 | EARTHING BUS-BAR | - | 4 | 0 | 0 | 0 | 4 | Earthing Bus-bar, Copper Strip, 400x50x5 mm, Complete with 2 Insulators, Fixing Support, with 5 Holes (M6) & All Necessary Materials for Installation, Complete with Hot-Dip Galvanized Nuts & Bolts. |  | FOR INSTRUMENT
1305 | EARTHING | 43 | EREGDD | Earthing Rod | - | 5 | 0 | 0 | 0 | 5 | Earthing Rod, Extensible, High Resistant to Corrosion, High Tensile Strength, Steel Core, with Pure Electrolyte Copper Molecularly Bonded, 20 mm Diameter, 2x1500 mm Length, Threaded at Both Ends for Fixing Driving Heads, Couplings or Tip. Complete with Hardened Steel Driving Head, Phosphor Bronze or Copper Silicon Coupling & Steel Tip.
1306 | EARTHING | 43 | EREKT0812 | Mould | 70/16mm | 2 | 2 | 0 | 2 | 0 | Graphite Mould for Tee Joint of Conductors with Handle Clamp (Each one suitable for 40 No. connection based on vendor recommendation)
1307 | EARTHING | 43 | EREKT1012 | Mould | 70/35mm | 1 | 1 | 0 | 1 | 0 | Graphite Mould for Tee Joint of Conductors with Handle Clamp (Each one suitable for 40 No. connection based on vendor recommendation)
1308 | EARTHING | 43 | EREKT1212 | Mould | 70/70mm | 1 | 1 | 0 | 1 | 0 | Graphite Mould for Tee Joint of Conductors with Handle Clamp (Each one suitable for 40 No. connection based on vendor recommendation)
1309 | EARTHING | 43 | ERERTT | Necessary tools | - | 2 | 2 | 0 | 2 | 0 | Necessary tools, Including Gloves & Glasses, Scraper Tool, Torch, Flint Gun, Cleaning tools (Mould brush, card brush, etc.)
1310 | EARTHING | 43 | EREMHX | PIT | 40*40*60cm | 5 | 0 | 0 | 0 | 5 | Concrete Inspection Pit, Reinforced type, Squared shape, 400mm(L) x 400mm(W) x 600mm(D) with Test Link.
1311 | EARTHING | 43 | EREKU0812 | Welding Powder | 70/16mm | 45 | 45 | 0 | 45 | 0 | Welding Powder Cartridges, for Tee Joint of Conductors (including Welding Powder, Retaining Discs, Starting Powder, Quick Starter, Sleeves (If Required), and other necessary tools) |  | 4 for Telecom and 8 No for Instrument
1312 | EARTHING | 43 | EREKU1012 | Welding Powder Cartridges | 35/70 | 15 | 0 | 0 | 0 | 15 | Welding Powder Cartridges, for Tee Joint of Conductors (including Welding Powder, Retaining Discs, Starting Powder, Quick Starter, Sleeves (If Required), and other necessary tools)
1313 | EARTHING | 43 | EREKU1212 | Welding Powder | 70/70 | 25 | 25 | 0 | 25 | 0 | Welding Powder Cartridges, for Tee Joint of Conductors (including Welding Powder, Retaining Discs, Starting Powder, Quick Starter, Sleeves (If Required), and other necessary tools)
1314 | EARTHING | 43 | EREVTP | Wrapping Tape | - | By Vendor | 0 | 0 | 0 | #VALUE! | Wrapping Tape, PVC Green-Yellow Adhesive Tape for Sealing of Exothermic Welding Joints, In Reel of 20 m Length.
1315 | EARTHING | 44 | ERECC0205 | CABLE LUG | 4mm2/M6 | 16 | 0 | 0 | 0 | 16 | Compression Cable Lug, Tinned Copper Type with Bolt, Nut, one Spring Washer & One Flat Washer, Suitable for Grounding Connection, Complete With Hot-Dip Galvanized Nuts & Bolts. |  | Used for Instrument Earthing cable
1316 | EARTHING | 44 | ERECC0206 | CABLE LUG | 6mm2/M6 | 3 | 0 | 0 | 0 | 3 | Compression Cable Lug, Tinned Copper Type with Bolt, Nut, one Spring Washer & One Flat Washer, Suitable for Grounding Connection, Complete With Hot-Dip Galvanized Nuts & Bolts. |  | Used for Telecom. Earthing Cable
1317 | EARTHING | 44 | ERECC0308 | CABLE LUG | 16mm2/M10 | 15 | 0 | 0 | 0 | 15 | Compression Cable Lug, Tinned Copper Type with Bolt, Nut, one Spring Washer & One Flat Washer, Suitable for Grounding Connection, Complete With Hot-Dip Galvanized Nuts & Bolts.
1318 | EARTHING | 44 | ERECC0510 | Bolt | M10*30 | 26 | 26 | 0 | 26 | 0 | Compression Cable Lug, Tinned Copper Type with Bolt, Nut, one Spring Washer & One Flat Washer, Suitable for Grounding Connection, Complete With Hot-Dip Galvanized Nuts & Bolts.
1319 | EARTHING | 44 | ERECC0512 | CABLE LUG | 70mm2/M12 | 14 | 14 | 0 | 14 | 0 | Compression Cable Lug, Tinned Copper Type with Bolt, Nut, one Spring Washer & One Flat Washer, Suitable for Grounding Connection, Complete With Hot-Dip Galvanized Nuts & Bolts.
1320 | EARTHING | 44 | ERELS12 | Earth Rod Clamp | 70mm2 to Earth Rod | 4 | 0 | 0 | 0 | 4 | Conductor Clamp (Earth Rod Clamp), Phosphor Bronze or Copper Silicon, Suitable for Connection of Grounding Conductor to Earth Rod, Complete With Sufficient Hot-Dip galvanized Nuts & Bolts.
1321 | EARTHING | 44 | EREA6 | EARTHING BUS-BAR | - | 6 | 0 | 0 | 0 | 6 | Earthing Bus-bar, Copper Strip, 400x50x5 mm, Complete with 2 Insulators, Fixing Support, with 5 Holes (M6) & All Necessary Materials for Installation, Complete with Hot-Dip Galvanized Nuts & Bolts. |  | Instrument Earth Bus-bar
1322 | EARTHING | 44 | EREA7 | EARTHING BUS-BAR | - | 8 | 0 | 0 | 0 | 8 | Earthing Bus-bar, Copper Strip, 500x50x5 mm, Complete with 2 Insulators, Fixing Support, with 10 Holes (M12) & All Necessary Materials for Installation, Complete with Hot-Dip Galvanized Nuts & Bolts.
1323 | EARTHING | 44 | EREGDD | Earthing Rod | - | 4 | 0 | 0 | 0 | 4 | Earthing Rod, Extensible, High Resistant to Corrosion, High Tensile Strength, Steel Core, with Pure Electrolyte Copper Molecularly Bonded, 20 mm Diameter, 2x1500 mm Length, Threaded at Both Ends for Fixing Driving Heads, Couplings or Tip. Complete with Hardened Steel Driving Head, Phosphor Bronze or Copper Silicon Coupling & Steel Tip.
1324 | EARTHING | 44 | EREKC1012 | Mould | 70/35mm | 1 | 1 | 0 | 1 | 0 | Graphite Mould for Cross Joint of Conductors with Handle Clamp (Each one suitable for 40 No. connection based on vendor recommendation) |  | For size of Graphite Moulds, below description shall be noted: XX/XX (size of conductor) Tap Conductor/Main Conductor
1325 | EARTHING | 44 | EREKT0812 | Mould | 70/16mm | 1 | 1 | 0 | 1 | 0 | Graphite Mould for Tee Joint of Conductors with Handle Clamp (Each one suitable for 40 No. connection based on vendor recommendation) |  | For size of Graphite Moulds, below description shall be noted: XX/XX (size of conductor) Tap Conductor/Main Conductor
1326 | EARTHING | 44 | EREKT1012 | Mould | 70/35mm | 1 | 1 | 0 | 1 | 0 | Graphite Mould for Tee Joint of Conductors with Handle Clamp (Each one suitable for 40 No. connection based on vendor recommendation) |  | For size of Graphite Moulds, below description shall be noted: XX/XX (size of conductor) Tap Conductor/Main Conductor
1327 | EARTHING | 44 | EREKT1212 | Mould | 70/70mm | 1 | 1 | 0 | 1 | 0 | Graphite Mould for Tee Joint of Conductors with Handle Clamp (Each one suitable for 40 No. connection based on vendor recommendation) |  | For size of Graphite Moulds, below description shall be noted: XX/XX (size of conductor) Tap Conductor/Main Conductor
1328 | EARTHING | 44 | ERERTT | Necessary tools | - | 2 | 2 | 0 | 2 | 0 | Necessary tools, Including Gloves & Glasses, Scraper Tool, Torch, Flint Gun, Cleaning tools (Mould brush, card brush, etc.)
1329 | EARTHING | 44 | EREMHX | PIT | 40*40*60cm | 4 | 0 | 0 | 0 | 4 | Concrete Inspection Pit, Reinforced type, Squared shape, 400mm(L) x 400mm(W) x 600mm(D) with Test Link.
1330 | EARTHING | 44 | EREKD1012 | Welding Powder Cartridges | 35/70 | 2 | 0 | 0 | 0 | 2 | Welding Powder Cartridges, for Cross Joint of Conductors (including Welding Powder, Retaining Discs, Starting Powder, Quick Starter, Sleeves (If Required), and other necessary tools)
1331 | EARTHING | 44 | EREKU0812 | Welding Powder | 70/16mm | 7 | 7 | 0 | 7 | 0 | Welding Powder Cartridges, for Tee Joint of Conductors (including Welding Powder, Retaining Discs, Starting Powder, Quick Starter, Sleeves (If Required), and other necessary tools)
1332 | EARTHING | 44 | EREKU1012 | Welding Powder Cartridges | 35/70 | 20 | 0 | 0 | 0 | 20 | Welding Powder Cartridges, for Tee Joint of Conductors (including Welding Powder, Retaining Discs, Starting Powder, Quick Starter, Sleeves (If Required), and other necessary tools)
1333 | EARTHING | 44 | EREKU1212 | Welding Powder | 70/70 | 27 | 27 | 0 | 27 | 0 | Welding Powder Cartridges, for Tee Joint of Conductors (including Welding Powder, Retaining Discs, Starting Powder, Quick Starter, Sleeves (If Required), and other necessary tools)
1334 | EARTHING | 44 | EREVTP | Wrapping Tape | - | By Vendor | 0 | 0 | 0 | #VALUE! | Wrapping Tape, PVC Green-Yellow Adhesive Tape for Sealing of Exothermic Welding Joints, In Reel of 20 m Length.
1335 | EARTHING | 45 | ERELB12 | Cable Clip | - | 20000 | 0 | 0 | 0 | 20000 | Cable Clip, Copper or high strength Copper Alloy, Corrosion Resistant and High Mechanical Strength, Suitable for Fixing Conductor Size 70 mm2, with Bolts for Fittings.
1336 | EARTHING | 45 | ERECC0205 | CABLE LUG | 4mm2/M6 | 20 | 0 | 0 | 0 | 20 | Compression Cable Lug, Tinned Copper Type with Bolt, Nut, one Spring Washer & One Flat Washer, Suitable for Grounding Connection, Complete With Hot-Dip Galvanized Nuts & Bolts. |  | Used for Instrument Earthing cable
1337 | EARTHING | 45 | ERECC0308 | CABLE LUG | 16mm2/M8 | 5255 | 0 | 0 | 0 | 5255 | Compression Cable Lug, Tinned Copper Type with Bolt, Nut, one Spring Washer & One Flat Washer, Suitable for Grounding Connection, Complete With Hot-Dip Galvanized Nuts & Bolts. |  | 22 No for instrument, 15 No for telecom
1338 | EARTHING | 45 | ERECC0510 | Bolt | M10*30 | 60 | 60 | 0 | 60 | 0 | Compression Cable Lug, Tinned Copper Type with Bolt, Nut, one Spring Washer & One Flat Washer, Suitable for Grounding Connection, Complete With Hot-Dip Galvanized Nuts & Bolts. |  | 5 No for telecom
1339 | EARTHING | 45 | ERECC0512 | CABLE LUG | 70mm2/M12 | 205 | 205 | 0 | 205 | 0 | Compression Cable Lug, Tinned Copper Type with Bolt, Nut, one Spring Washer & One Flat Washer, Suitable for Grounding Connection, Complete With Hot-Dip Galvanized Nuts & Bolts.
1340 | EARTHING | 45 | ERELS12 | Earth Rod Clamp | 70mm2 to Earth Rod | 8 | 0 | 0 | 0 | 8 | Conductor Clamp (Earth Rod Clamp), Phosphor Bronze or Copper Silicon, Suitable for Connection of Grounding Conductor to Earth Rod, Complete With Sufficient Hot-Dip galvanized Nuts & Bolts.
1341 | EARTHING | 45 | EREA7 | EARTHING BUS-BAR | - | 2 | 0 | 0 | 0 | 2 | Earthing Bus-bar, Copper Strip, 500x50x5 mm, Complete with 2 Insulators, Fixing Support, with 10 Holes (M12) & All Necessary Materials for Installation, Complete with Hot-Dip Galvanized Nuts & Bolts.
1342 | EARTHING | 45 | EREA6 | EARTHING BUS-BAR | - | 11 | 0 | 0 | 0 | 11 | Earthing Bus-bar, Copper Strip, 400x50x5 mm, Complete with 2 Insulators, Fixing Support, with 5 Holes (M6) & All Necessary Materials for Installation, Complete with Hot-Dip Galvanized Nuts & Bolts. |  | Instrument Earth Bus-bar
1343 | EARTHING | 45 | EREGDD | Earthing Rod | - | 8 | 0 | 0 | 0 | 8 | Earthing Rod, Extensible, High Resistant to Corrosion, High Tensile Strength, Steel Core, with Pure Electrolyte Copper Molecularly Bonded, 20 mm Diameter, 2x1500 mm Length, Threaded at Both Ends for Fixing Driving Heads, Couplings or Tip. Complete with Hardened Steel Driving Head, Phosphor Bronze or Copper Silicon Coupling & Steel Tip.
1344 | EARTHING | 45 | ERED0812 | Earthing Wire Clamps | 16mm2 to 70 mm2 | 5000 | 0 | 0 | 0 | 5000 | Earthing Wire Clamps (Parallel Connectors), Screw Type, Phosphor Bronze, Corrosion Resistant and High Mechanical Strength, Suitable for Connection of Grounding Conductors. |  | 10 No for telecom
1345 | EARTHING | 45 | ERED1012 | Earthing Wire Clamps | 35mm2 to 70 mm2 | 50 | 0 | 0 | 0 | 50 | Earthing Wire Clamps (Parallel Connectors), Screw Type, Phosphor Bronze, Corrosion Resistant and High Mechanical Strength, Suitable for Connection of Grounding Conductors. |  | 5 No for telecom
1346 | EARTHING | 45 | ERED1212 | Earthing Wire Clamps | 70mm2 to 70 mm2 | 60 | 0 | 0 | 0 | 60 | Earthing Wire Clamps (Parallel Connectors), Screw Type, Phosphor Bronze, Corrosion Resistant and High Mechanical Strength, Suitable for Connection of Grounding Conductors.
1347 | EARTHING | 45 | EREI | LOW OHM MATERIAL | - | By Vendor | 0 | 0 | 0 | #VALUE! | Low Ohm Material (LOM), with High Moisture Absorbability and High Conductivity, No Corrosive Effect on Earthing Electrodes, Permanent Adherence to the Earth Electrodes in Absence of Moisture, and Long Term Impact on the Earthing System, With Resistivity of Maximum 0.5 ohm-meter, Diameter of LOM Infill Surrounding Earthing Electrode: At Least 60 cm, Suitable for mentioned Earthing Electrodes.
1348 | EARTHING | 45 | EREKT0812 | Mould | 70/16mm | 3 | 3 | 0 | 3 | 0 | Graphite Mould for Tee Joint of Conductors with Handle Clamp (Each one suitable for 40 No. connection based on vendor recommendation) |  | For size of Graphite Moulds, below description shall be noted: XX/XX(size of conductor)Tap Conductor/Main Conductor
1349 | EARTHING | 45 | EREKT1012 | Mould | 70/35mm | 2 | 2 | 0 | 2 | 0 | Graphite Mould for Tee Joint of Conductors with Handle Clamp (Each one suitable for 40 No. connection based on vendor recommendation) |  | For size of Graphite Moulds, below description shall be noted: XX/XX(size of conductor)Tap Conductor/Main Conductor
1350 | EARTHING | 45 | EREKT1212 | Mould | 70/70mm | 9 | 9 | 0 | 9 | 0 | Graphite Mould for Tee Joint of Conductors with Handle Clamp (Each one suitable for 40 No. connection based on vendor recommendation) |  | For size of Graphite Moulds, below description shall be noted: XX/XX(size of conductor)Tap Conductor/Main Conductor
1351 | EARTHING | 45 | EREKT1515 | Mould | 150/150 | 1 | 0 | 0 | 0 | 1 | Graphite Mould for Tee Joint of Conductors with Handle Clamp (Each one suitable for 40 No. connection based on vendor recommendation) |  | For size of Graphite Moulds, below description shall be noted: XX/XX (size of conductor) Tap Conductor/Main Conductor
1352 | EARTHING | 45 | ERERTT | Necessary tools | - | 2 | 2 | 0 | 2 | 0 | Necessary tools, Including Gloves & Glasses, Scraper Tool, Torch, Flint Gun, Cleaning tools (Mould brush, card brush, etc.)
1353 | EARTHING | 45 | EREMHX | PIT | 40*40*60cm | 8 | 0 | 0 | 0 | 8 | Concrete Inspection Pit, Reinforced type, Squared shape, 400mm(L) x 400mm(W) x 600mm(D) with Test Link.
1354 | EARTHING | 45 | EREKU0812 | Welding Powder | 70/16mm | 80 | 80 | 0 | 80 | 0 | Welding Powder Cartridges, for Tee Joint of Conductors (including Welding Powder, Retaining Discs, Starting Powder, Quick Starter, Sleeves (If Required), and other necessary tools) |  | 5 No for telecom, 22 No for instrument
1355 | EARTHING | 45 | EREKU1012 | Welding Powder Cartridges | 35/70 | 20 | 0 | 0 | 0 | 20 | Welding Powder Cartridges, for Tee Joint of Conductors (including Welding Powder, Retaining Discs, Starting Powder, Quick Starter, Sleeves (If Required), and other necessary tools) |  | 5 No for telecom,
1356 | EARTHING | 45 | EREKU1212 | Welding Powder | 70/70 | 305 | 305 | 0 | 305 | 0 | Welding Powder Cartridges, for Tee Joint of Conductors (including Welding Powder, Retaining Discs, Starting Powder, Quick Starter, Sleeves (If Required), and other necessary tools)
1357 | EARTHING | 45 | EREKU1515 | Welding Powder Cartridges | 150/150 | 8 | 0 | 0 | 0 | 8 | Welding Powder Cartridges, for Tee Joint of Conductors (including Welding Powder, Retaining Discs, Starting Powder, Quick Starter, Sleeves (If Required), and other necessary tools)
1358 | EARTHING | 45 | EREVTP | Wrapping Tape | - | By Vendor | 0 | 0 | 0 | #VALUE! | Wrapping Tape, PVC Green-Yellow Adhesive Tape for Sealing of Exothermic Welding Joints, In Reel of 20 m Length.
1359 | EARTHING | 50 | - | CABLE LUG | - | 250 | 0 | 0 | 0 | 250 | Compression Cable Lug, Tinned Copper Type with Bolt, Nut, one Spring Washer & One Flat Washer, Size 35 mm2, Suitable for Grounding Connection, C/W Hot Dipped Galvanized Nuts & Bolts.
1360 | EARTHING | 50 | EREKT1012 | Mould | 70/35mm | 6 | 6 | 0 | 6 | 0 | Graphite Mould for Tee Joint of 70mm2/35mm2 /70mm2 Conductors with Handle Clamp (Each one suitable for 40 No. connection based on vendor recommendation)
1361 | EARTHING | 50 | EREKT1212 | Mould | 70/70mm | 1 | 1 | 0 | 1 | 0 | Graphite Mould for Tee Joint of 70mm2/70mm2 /70mm2 Conductors with Handle Clamp (Each one suitable for 40 No. connection based on vendor recommendation)
1362 | EARTHING | 50 | EREKT1018 | Mould | 300/35mm | 1 | 1 | 0 | 1 | 0 | Graphite Mould for Tee Joint of 300mm2/35mm2 /300mm2 Conductors with Handle Clamp (Each one suitable for 40 No. connection based on vendor recommendation)
1363 | EARTHING | 50 | ERERTT | Necessary tools | - | 2 | 2 | 0 | 2 | 0 | Necessary tools Including Glove & Glasses, Scraper Tool, Torch, Flint Gun, Cleaning tools (Mould brush, card brush, etc.)
1364 | EARTHING | 50 | - | Welding Powder Cartridges | - | 235 | 0 | 0 | 0 | 235 | Suitable for Tee Joint of 70/35/70 mm2 (with Sleeves) Welding Powder Cartridges, (Welding Powder, Retaining Discs, Starting Powder, Quick Starter and other necessary tools)
1365 | EARTHING | 50 | - | Welding Powder Cartridges | - | 45 | 0 | 0 | 0 | 45 | Suitable for Tee Joint of 70/70/70 mm2 (with Sleeves) Welding Powder Cartridges, (Welding Powder, Retaining Discs, Starting Powder, Quick Starter and other necessary tools)
1366 | EARTHING | 50 | - | Welding Powder Cartridges | - | 3 | 0 | 0 | 0 | 3 | Suitable for Tee Joint of 300/70/300 mm2 (with Sleeves) Welding Powder Cartridges, (Welding Powder, Retaining Discs, Starting Powder, Quick Starter and other necessary tools)
1367 | EARTHING | 50 | - | Wrapping Tape | - | By Vendor | 0 | 0 | 0 | #VALUE! | Wraping Tape, Green-Yellow for Sealing of Exothermic Welding Joints in Reel of 20 m Length.
1368 | EARTHING | 51 | ERENLN | AIR ROD | 0.5m | 2 | 2 | 0 | 2 | 0 | Lightning Air Rod, Nickel Chrome coated Copper, Minimum 2500mm length and 16mm Diameter.
1369 | EARTHING | 51 | EREUGD | Air Rod Base Plate | - | 2 | 0 | 0 | 0 | 2 | Air Rod Base Plate, Suitable for 16mm Diameter Air Rod and 25x3mm Flat Bare Copper Tape.
1370 | EARTHING | 51 | ERELB12 | Cable Clip | - | 4000 | 0 | 0 | 0 | 4000 | Cable Clip, Copper or high strength Copper Alloy, Corrosion Resistant and High Mechanical Strength, Suitable for Fixing Conductor Size 70 mm2, with Bolts for Fittings.
1371 | EARTHING | 51 | ERECC0205 | CABLE LUG | 4mm2/M6 | 710 | 0 | 0 | 0 | 710 | Compression Cable Lug, Tinned Copper Type with Bolt, Nut, one Spring Washer & One Flat Washer, Suitable for Grounding Connection, Complete With Hot-Dip Galvanized Nuts & Bolts. |  | Used for Instrument Earthing cable
1372 | EARTHING | 51 | ERECC0205 | CABLE LUG | 4mm2/M6 | 20 | 0 | 0 | 0 | 20 | Compression Cable Lug, Tinned Copper Type with Bolt, Nut, one Spring Washer & One Flat Washer, Suitable for Grounding Connection, Complete With Hot-Dip Galvanized Nuts & Bolts. |  | Used for Telecom. Earthing Cable
1373 | EARTHING | 51 | ERECC0308 | CABLE LUG | 16mm2/M8 | 1100 | 0 | 0 | 0 | 1100 | Compression Cable Lug, Tinned Copper Type with Bolt, Nut, one Spring Washer & One Flat Washer, Suitable for Grounding Connection, Complete With Hot-Dip Galvanized Nuts & Bolts. |  | 65 No. Used for Telecom. Earthing Cable, 180 No. Used for Instrument. Earthing Cable
1374 | EARTHING | 51 | ERECC0510 | Bolt | M10*30 | 200 | 200 | 0 | 200 | 0 | Compression Cable Lug, Tinned Copper Type with Bolt, Nut, one Spring Washer & One Flat Washer, Suitable for Grounding Connection, Complete With Hot-Dip Galvanized Nuts & Bolts. |  | 5 No. Used for Telecom. Earthing Cable
1375 | EARTHING | 51 | ERECC0512 | CABLE LUG | 70mm2/M12 | 175 | 175 | 0 | 175 | 0 | Compression Cable Lug, Tinned Copper Type with Bolt, Nut, one Spring Washer & One Flat Washer, Suitable for Grounding Connection, Complete With Hot-Dip Galvanized Nuts & Bolts.
1376 | EARTHING | 51 | ERELS12 | Earth Rod Clamp | 70mm2 to Earth Rod | 26 | 0 | 0 | 0 | 26 | Conductor Clamp (Earth Rod Clamp), Phosphor Bronze or Copper Silicon, Suitable for Connection of Grounding Conductor to Earth Rod, Complete With Sufficient Hot-Dip galvanized Nuts & Bolts.
1377 | EARTHING | 51 | EREA6 | EARTHING BUS-BAR | - | 90 | 0 | 0 | 0 | 90 | Earthing Bus-bar, Copper Strip, 400x50x5 mm, Complete with 2 Insulators, Fixing Support, with 5 Holes (M6) & All Necessary Materials for Installation, Complete with Hot-Dip Galvanized Nuts & Bolts. |  | Instrument Earth Bus-bar
1378 | EARTHING | 51 | EREA7 | EARTHING BUS-BAR | - | 54 | 0 | 0 | 0 | 54 | Earthing Bus-bar, Copper Strip, 500x50x5 mm, Complete with 2 Insulators, Fixing Support, with 10 Holes (M12) & All Necessary Materials for Installation, Complete with Hot-Dip Galvanized Nuts & Bolts.
1379 | EARTHING | 51 | EREGDD | Earthing Rod | - | 26 | 0 | 0 | 0 | 26 | Earthing Rod, Extensible, High Resistant to Corrosion, High Tensile Strength, Steel Core, with Pure Electrolyte Copper Molecularly Bonded, 20 mm Diameter, 2x1500 mm Length, Threaded at Both Ends for Fixing Driving Heads, Couplings or Tip. Complete with Hardened Steel Driving Head, Phosphor Bronze or Copper Silicon Coupling & Steel Tip.
1380 | EARTHING | 51 | ERED0812 | Earthing Wire Clamps | 16mm2 to 70 mm2 | 500 | 0 | 0 | 0 | 500 | Earthing Wire Clamps (Parallel Connectors), Screw Type, Phosphor Bronze, Corrosion Resistant and High Mechanical Strength, Suitable for Connection of Grounding Conductors.
1381 | EARTHING | 51 | ERED1012 | Earthing Wire Clamps | 35mm2 to 70 mm2 | 60 | 0 | 0 | 0 | 60 | Earthing Wire Clamps (Parallel Connectors), Screw Type, Phosphor Bronze, Corrosion Resistant and High Mechanical Strength, Suitable for Connection of Grounding Conductors.
1382 | EARTHING | 51 | ERED1212 | Earthing Wire Clamps | 70mm2 to 70 mm2 | 30 | 0 | 0 | 0 | 30 | Earthing Wire Clamps (Parallel Connectors), Screw Type, Phosphor Bronze, Corrosion Resistant and High Mechanical Strength, Suitable for Connection of Grounding Conductors.
1383 | EARTHING | 51 | EREKT0812 | Mould | 70/16mm | 10 | 10 | 0 | 10 | 0 | Graphite Mould for Tee Joint of Conductors with Handle Clamp (Each one suitable for 40 No. connection based on vendor recommendation)
1384 | EARTHING | 51 | EREKT1012 | Mould | 70/35mm | 3 | 3 | 0 | 3 | 0 | Graphite Mould for Tee Joint of Conductors with Handle Clamp (Each one suitable for 40 No. connection based on vendor recommendation)
1385 | EARTHING | 51 | EREKT1212 | Mould | 70/70mm | 8 | 8 | 0 | 8 | 0 | Graphite Mould for Tee Joint of Conductors with Handle Clamp (Each one suitable for 40 No. connection based on vendor recommendation)
1386 | EARTHING | 51 | ERERTT | Necessary tools | - | 3 | 3 | 0 | 3 | 0 | Necessary tools, Including Gloves & Glasses, Scraper Tool, Torch, Flint Gun, Cleaning tools (Mould brush, card brush, etc.)
1387 | EARTHING | 51 | EREMHX | PIT | 40*40*60cm | 26 | 0 | 0 | 0 | 26 | Concrete Inspection Pit, Reinforced type, Squared shape, 400mm(L) x 400mm(W) x 600mm(D) with Test Link.
1388 | EARTHING | 51 | EREKU0812 | Welding Powder | 70/16mm | 285 | 285 | 0 | 285 | 0 | Welding Powder Cartridges, for Tee Joint of Conductors (including Welding Powder, Retaining Discs, Starting Powder, Quick Starter, Sleeves (If Required), and other necessary tools) |  | 170 sets are considered for instrument
1389 | EARTHING | 51 | EREKU1012 | Welding Powder Cartridges | 35/70 | 80 | 0 | 0 | 0 | 80 | Welding Powder Cartridges, for Tee Joint of Conductors (including Welding Powder, Retaining Discs, Starting Powder, Quick Starter, Sleeves (If Required), and other necessary tools)
1390 | EARTHING | 51 | EREKU1212 | Welding Powder | 70/70 | 276 | 276 | 0 | 276 | 0 | Welding Powder Cartridges, for Tee Joint of Conductors (including Welding Powder, Retaining Discs, Starting Powder, Quick Starter, Sleeves (If Required), and other necessary tools)
1391 | EARTHING | 51 | EREVTP | Wrapping Tape | - | By Vendor | 0 | 0 | 0 | #VALUE! | Wrapping Tape, PVC Green-Yellow Adhesive Tape for Sealing of Exothermic Welding Joints, In Reel of 20 m Length.
1392 | EARTHING | 55 | ERENLN | AIR ROD | 0.5m | 4 | 4 | 0 | 4 | 0 | Lightning Air Rod, Nickel Chrome coated Copper, Minimum 2500mm length and 16mm Diameter.
1393 | EARTHING | 55 | EREUGD | Air Rod Base Plate | - | 4 | 0 | 0 | 0 | 4 | Air Rod Base Plate, Suitable for 16mm Diameter Air Rod and 25x3mm Flat Bare Copper Tape.
1394 | EARTHING | 55 | ERELB12 | Cable Clip | - | 1000 | 0 | 0 | 0 | 1000 | Cable Clip, Copper or high strength Copper Alloy, Corrosion Resistant and High Mechanical Strength, Suitable for Fixing Conductor Size 70 mm2, with Bolts for Fittings.
1395 | EARTHING | 55 | ERECC0205 | CABLE LUG | 4mm2/M6 | 700 | 0 | 0 | 0 | 700 | Compression Cable Lug, Tinned Copper Type with Bolt, Nut, one Spring Washer & One Flat Washer, Suitable for Grounding Connection, Complete With Hot-Dip Galvanized Nuts & Bolts. |  | Used for Instrument Earthing cable
1396 | EARTHING | 55 | - | CABLE LUG | - | 15 | 0 | 0 | 0 | 15 | Compression Cable Lug, Tinned Copper Type with Bolt, Nut, one Spring Washer & One Flat Washer, Suitable for Grounding Connection, Complete With Hot-Dip Galvanized Nuts & Bolts. |  | Used for Telecom. Earthing Cable
1397 | EARTHING | 55 | ERECC0308 | CABLE LUG | 16mm2/M8 | 585 | 0 | 0 | 0 | 585 | Compression Cable Lug, Tinned Copper Type with Bolt, Nut, one Spring Washer & One Flat Washer, Suitable for Grounding Connection, Complete With Hot-Dip Galvanized Nuts & Bolts. |  | 200 Sets Used for Instrument earth Bus Bar Connection and 35 Sets Used for Telecom. Earthing Cable
1398 | EARTHING | 55 | ERECC0510 | Bolt | M10*30 | 120 | 120 | 0 | 120 | 0 | Compression Cable Lug, Tinned Copper Type with Bolt, Nut, one Spring Washer & One Flat Washer, Suitable for Grounding Connection, Complete With Hot-Dip Galvanized Nuts & Bolts. |  | 5 Sets Used for Telecom. Earthing Cable
1399 | EARTHING | 55 | ERECC0512 | CABLE LUG | 70mm2/M12 | 80 | 80 | 0 | 80 | 0 | Compression Cable Lug, Tinned Copper Type with Bolt, Nut, one Spring Washer & One Flat Washer, Suitable for Grounding Connection, Complete With Hot-Dip Galvanized Nuts & Bolts.
1400 | EARTHING | 55 | ERELS12 | Earth Rod Clamp | 70mm2 to Earth Rod | 37 | 0 | 0 | 0 | 37 | Conductor Clamp (Earth Rod Clamp), Phosphor Bronze or Copper Silicon, Suitable for Connection of Grounding Conductor to Earth Rod, Complete With Sufficient Hot-Dip galvanized Nuts & Bolts.
1401 | EARTHING | 55 | EREA7 | EARTHING BUS-BAR | - | 18 | 0 | 0 | 0 | 18 | Earthing Bus-bar, Copper Strip, 500x50x5 mm, Complete with 2 Insulators, Fixing Support, with 10 Holes (M12) & All Necessary Materials for Installation, Complete with Hot-Dip Galvanized Nuts & Bolts.
1402 | EARTHING | 55 | EREA6 | EARTHING BUS-BAR | - | 100 | 0 | 0 | 0 | 100 | Earthing Bus-bar, Copper Strip, 400x50x5 mm, Complete with 2 Insulators, Fixing Support, with 5 Holes (M6) & All Necessary Materials for Installation, Complete with Hot-Dip Galvanized Nuts & Bolts. |  | Instrument Earth Bus-bar
1403 | EARTHING | 55 | EREGDD | Earthing Rod | - | 37 | 0 | 0 | 0 | 37 | Earthing Rod, Extensible, High Resistant to Corrosion, High Tensile Strength, Steel Core, with Pure Electrolyte Copper Molecularly Bonded, 20 mm Diameter, 2x1500 mm Length, Threaded at Both Ends for Fixing Driving Heads, Couplings or Tip. Complete with Hardened Steel Driving Head, Phosphor Bronze or Copper Silicon Coupling & Steel Tip.
1404 | EARTHING | 55 | ERED0812 | Earthing Wire Clamps | 16mm2 to 70 mm2 | 270 | 0 | 0 | 0 | 270 | Earthing Wire Clamps (Parallel Connectors), Screw Type, Phosphor Bronze, Corrosion Resistant and High Mechanical Strength, Suitable for Connection of Grounding Conductors.
1405 | EARTHING | 55 | ERED1012 | Earthing Wire Clamps | 35mm2 to 70 mm2 | 10 | 0 | 0 | 0 | 10 | Earthing Wire Clamps (Parallel Connectors), Screw Type, Phosphor Bronze, Corrosion Resistant and High Mechanical Strength, Suitable for Connection of Grounding Conductors.
1406 | EARTHING | 55 | ERED1212 | Earthing Wire Clamps | 70mm2 to 70 mm2 | 10 | 0 | 0 | 0 | 10 | Earthing Wire Clamps (Parallel Connectors), Screw Type, Phosphor Bronze, Corrosion Resistant and High Mechanical Strength, Suitable for Connection of Grounding Conductors.
1407 | EARTHING | 55 | EREI | LOW OHM MATERIAL | - | By Vendor | 0 | 0 | 0 | #VALUE! | Low Ohm Material (LOM), with High Moisture Absorbability and High Conductivity, No Corrosive Effect on Earthing Electrodes, Permanent Adherence to the Earth Electrodes in Absence of Moisture, and Long Term Impact on the Earthing System, With Resistivity of Maximum 0.5 ohm-meter, Diameter of LOM Infill Surrounding Earthing Electrode: At Least 60 cm, Suitable for mentioned Earthing Electrodes.
1408 | EARTHING | 55 | EREKC1212 | Mould | 70/70mm | 1 | 1 | 0 | 1 | 0 | Graphite Mould for Cross Joint of Conductors with Handle Clamp (Each one suitable for 40 No. connection based on vendor recommendation)
1409 | EARTHING | 55 | EREKT0812 | Mould | 70/16mm | 10 | 10 | 0 | 10 | 0 | Graphite Mould for Tee Joint of Conductors with Handle Clamp (Each one suitable for 40 No. connection based on vendor recommendation) |  | 6 Sets used for Instrument earth Bas Bar Connection
1410 | EARTHING | 55 | EREKT1012 | Mould | 70/35mm | 4 | 4 | 0 | 4 | 0 | Graphite Mould for Tee Joint of Conductors with Handle Clamp (Each one suitable for 40 No. connection based on vendor recommendation)
1411 | EARTHING | 55 | EREKT1212 | Mould | 70/70mm | 6 | 6 | 0 | 6 | 0 | Graphite Mould for Tee Joint of Conductors with Handle Clamp (Each one suitable for 40 No. connection based on vendor recommendation)
1412 | EARTHING | 55 | ERERTT | Necessary tools | - | 2 | 2 | 0 | 2 | 0 | Necessary tools, Including Gloves & Glasses, Scraper Tool, Torch, Flint Gun, Cleaning tools (Mould brush, card brush, etc.)
1413 | EARTHING | 55 | EREMHX | PIT | 40*40*60cm | 37 | 0 | 0 | 0 | 37 | Concrete Inspection Pit, Reinforced type, Squared shape, 400mm(L) x 400mm(W) x 600mm(D) with Test Link.
1414 | EARTHING | 55 | EREKD1212 | Welding Powder | 70/70mm | 5 | 5 | 0 | 5 | 0 | Welding Powder Cartridges, for Cross Joint of Conductors (including Welding Powder, Retaining Discs, Starting Powder, Quick Starter, Sleeves (If Required), and other necessary tools)
1415 | EARTHING | 55 | EREKU0812 | Welding Powder | 70/16mm | 320 | 320 | 0 | 320 | 0 | Welding Powder Cartridges, for Tee Joint of Conductors (including Welding Powder, Retaining Discs, Starting Powder, Quick Starter, Sleeves (If Required), and other necessary tools) |  | 200 Sets used for Instrument earth Bas Bar Connection
1416 | EARTHING | 55 | EREKU1012 | Welding Powder Cartridges | 35/70 | 100 | 0 | 0 | 0 | 100 | Welding Powder Cartridges, for Tee Joint of Conductors (including Welding Powder, Retaining Discs, Starting Powder, Quick Starter, Sleeves (If Required), and other necessary tools)
1417 | EARTHING | 55 | EREKU1212 | Welding Powder | 70/70 | 180 | 180 | 0 | 180 | 0 | Welding Powder Cartridges, for Tee Joint of Conductors (including Welding Powder, Retaining Discs, Starting Powder, Quick Starter, Sleeves (If Required), and other necessary tools)
1418 | EARTHING | 55 | EREVTP | Wrapping Tape | - | By Vendor | 0 | 0 | 0 | #VALUE! | Wrapping Tape, PVC Green-Yellow Adhesive Tape for Sealing of Exothermic Welding Joints, In Reel of 20 m Length.
1419 | EARTHING | 61 | ERECC0308 | CABLE LUG | 16mm2/M10 | 18 | 0 | 0 | 0 | 18 | Compression Cable Lug, Tinned Copper Type with Bolt, Nut, one Spring Washer & One Flat Washer, Suitable for Grounding Connection, Complete With Hot-Dip Galvanized Nuts & Bolts.
1420 | EARTHING | 61 | ERECC0510 | Bolt | M10*30 | 35 | 35 | 0 | 35 | 0 | Compression Cable Lug, Tinned Copper Type with Bolt, Nut, one Spring Washer & One Flat Washer, Suitable for Grounding Connection, Complete With Hot-Dip Galvanized Nuts & Bolts.
1421 | EARTHING | 61 | ERECC0512 | CABLE LUG | 70mm2/M12 | 24 | 24 | 0 | 24 | 0 | Compression Cable Lug, Tinned Copper Type with Bolt, Nut, one Spring Washer & One Flat Washer, Suitable for Grounding Connection, Complete With Hot-Dip Galvanized Nuts & Bolts.
1422 | EARTHING | 61 | ERELS12 | Earth Rod Clamp | 70mm2 to Earth Rod | 4 | 0 | 0 | 0 | 4 | Conductor Clamp (Earth Rod Clamp), Phosphor Bronze or Copper Silicon, Suitable for Connection of Grounding Conductor to Earth Rod, Complete With Sufficient Hot-Dip galvanized Nuts & Bolts.
1423 | EARTHING | 61 | EREA7 | EARTHING BUS-BAR | - | 8 | 0 | 0 | 0 | 8 | Earthing Bus-bar, Copper Strip, 500x50x5 mm, Complete with 2 Insulators, Fixing Support, with 10 Holes (M12) & All Necessary Materials for Installation, Complete with Hot-Dip Galvanized Nuts & Bolts.
1424 | EARTHING | 61 | EREGDD | Earthing Rod | - | 4 | 0 | 0 | 0 | 4 | Earthing Rod, Extensible, High Resistant to Corrosion, High Tensile Strength, Steel Core, with Pure Electrolyte Copper Molecularly Bonded, 20 mm Diameter, 2x1500 mm Length, Threaded at Both Ends for Fixing Driving Heads, Couplings or Tip. Complete with Hardened Steel Driving Head, Phosphor Bronze or Copper Silicon Coupling & Steel Tip.
1425 | EARTHING | 61 | ERED0812 | Earthing Wire Clamps | 16mm2 to 70 mm2 | 43 | 0 | 0 | 0 | 43 | Earthing Wire Clamps (Parallel Connectors), Screw Type, Phosphor Bronze, Corrosion Resistant and High Mechanical Strength, Suitable for Connection of Grounding Conductors.
1426 | EARTHING | 61 | EREKC1212 | Mould | 70/70mm | 1 | 1 | 0 | 1 | 0 | Graphite Mould for Cross Joint of Conductors with Handle Clamp (Each one suitable for 40 No. connection based on vendor recommendation) |  | For size of Graphite Moulds, below description shall be noted: XX/XX (size of conductor) Tap Conductor/Main Conductor
1427 | EARTHING | 61 | EREKT0812 | Mould | 70/16mm | 1 | 1 | 0 | 1 | 0 | Graphite Mould for Tee Joint of Conductors with Handle Clamp (Each one suitable for 40 No. connection based on vendor recommendation) |  | For size of Graphite Moulds, below description shall be noted: XX/XX (size of conductor) Tap Conductor/Main Conductor
1428 | EARTHING | 61 | EREKT1012 | Mould | 70/35mm | 1 | 1 | 0 | 1 | 0 | Graphite Mould for Tee Joint of Conductors with Handle Clamp (Each one suitable for 40 No. connection based on vendor recommendation) |  | For size of Graphite Moulds, below description shall be noted: XX/XX (size of conductor) Tap Conductor/Main Conductor
1429 | EARTHING | 61 | EREKT1212 | Mould | 70/70mm | 1 | 1 | 0 | 1 | 0 | Graphite Mould for Tee Joint of Conductors with Handle Clamp (Each one suitable for 40 No. connection based on vendor recommendation) |  | For size of Graphite Moulds, below description shall be noted: XX/XX (size of conductor) Tap Conductor/Main Conductor
1430 | EARTHING | 61 | ERERTT | Necessary tools | - | 2 | 2 | 0 | 2 | 0 | Necessary tools, Including Gloves & Glasses, Scraper Tool, Torch, Flint Gun, Cleaning tools (Mould brush, card brush, etc.)
1431 | EARTHING | 61 | EREMHX | PIT | 40*40*60cm | 4 | 0 | 0 | 0 | 4 | Concrete Inspection Pit, Reinforced type, Squared shape, 400mm(L) x 400mm(W) x 600mm(D) with Test Link.
1432 | EARTHING | 61 | EREKD1212 | Welding Powder | 70/70mm | 2 | 2 | 0 | 2 | 0 | Welding Powder Cartridges, for Cross Joint of Conductors (including Welding Powder, Retaining Discs, Starting Powder, Quick Starter, Sleeves (If Required), and other necessary tools)
1433 | EARTHING | 61 | EREKU0812 | Welding Powder | 70/16mm | 10 | 10 | 0 | 10 | 0 | Welding Powder Cartridges, for Tee Joint of Conductors (including Welding Powder, Retaining Discs, Starting Powder, Quick Starter, Sleeves (If Required), and other necessary tools)
1434 | EARTHING | 61 | EREKU1012 | Welding Powder Cartridges | 35/70 | 37 | 0 | 0 | 0 | 37 | Welding Powder Cartridges, for Tee Joint of Conductors (including Welding Powder, Retaining Discs, Starting Powder, Quick Starter, Sleeves (If Required), and other necessary tools)
1435 | EARTHING | 61 | EREKU1212 | Welding Powder | 70/70 | 40 | 85 | 0 | 85 | 0 | Welding Powder Cartridges, for Tee Joint of Conductors (including Welding Powder, Retaining Discs, Starting Powder, Quick Starter, Sleeves (If Required), and other necessary tools)
1436 | EARTHING | 61 | EREVTP | Wrapping Tape | - | By Vendor | 0 | 0 | 0 | #VALUE! | Wrapping Tape, PVC Green-Yellow Adhesive Tape for Sealing of Exothermic Welding Joints, In Reel of 20 m Length.
1437 | EARTHING | BD-40-02 | ERECC0308 | CABLE LUG | - | 5 | 0 | 0 | 0 | 5 | Compression Cable Lug, Tinned Copper Type with Bolt, Nut, one Spring Washer & One Flat Washer, Size 16 mm2/M10, Suitable for Grounding Connection, C/W Hot Dipped Galvanized Nuts & Bolts. | U41
1438 | EARTHING | BD-40-02 | ERECC0510 | Bolt | M10*30 | 49 | 49 | 0 | 49 | 0 | Compression Cable Lug, Tinned Copper Type with Bolt, Nut, one Spring Washer & One Flat Washer, Size 35 mm2/M12, Suitable for Grounding Connection, C/W Hot Dipped Galvanized Nuts & Bolts. | U41
1439 | EARTHING | BD-40-02 | ERECC0512 | CABLE LUG | - | 11 | 0 | 0 | 0 | 11 | Compression Cable Lug, Tinned Copper Type with Bolt, Nut, one Spring Washer & One Flat Washer, Size 70 mm2/M12, Suitable for Grounding Connection, C/W Hot Dipped Galvanized Nuts & Bolts. | U41
1440 | EARTHING | BD-40-02 | ERECS0912 | Earth Rod Clamp | - | 5 | 0 | 0 | 0 | 5 | Conductor Clamp (Earth Rod Clamp), Phosphor Bronze or Copper Silicon, Suitable for Connection of Grounding Conductor 70mm2 to Earth Rod to 70mm², C/W sufficient Hot dipped galvanized Nuts & Bolts. | U41
1441 | EARTHING | BD-40-02 | EREA6 | EARTHING BUS-BAR | - | 5 | 0 | 0 | 0 | 5 | Earthing Bus-bar, Copper Strip, 400x50x5 mm, Compelete with 2 Insulators, Fixing Support, with 8 Holes (M12) & All Necessary Materials for Installation, C/W Hot dipped galvanized Nuts & Bolts. | U41
1442 | EARTHING | BD-40-02 | EREGDD | Earthing Rod | - | 5 | 0 | 0 | 0 | 5 | Earthing Rod, Extensible, High Resistant to Corrosion, High Tensile Strength, Steel Core, with Pure Electrolyte Copper Molecularly Bonded, 20 mm Diameter, 2x1500 mm Length, Threaded at Both Ends for Fixing Driving Heads, Couplings or Tip. Complete with Hardened Steel Driving Head, Phosphor Bronze or Copper Silicon Coupling & Steel Tip. | U41
1443 | EARTHING | BD-40-02 | EREFF30 | Flexible Copper Braid | - | 3 | 0 | 0 | 0 | 3 | Flexible Copper Braid (Earth Bonds), with 300mm length, 25mm width and 3mm thickness. | U41
1444 | EARTHING | BD-40-02 | EREKT0812 | Mould | 70/16mm | 1 | 1 | 0 | 1 | 0 | Graphite Mould for Tee Joint of 70mm2/16mm2 /70mm2 Conductors with Handle Clamp (Each one suitable for 40 No. connection based on vendor recommendation) | U41
1445 | EARTHING | BD-40-02 | EREKT1012 | Mould | 70/35mm | 1 | 1 | 0 | 1 | 0 | Graphite Mould for Tee Joint of 70mm2/35mm2 /70mm2 Conductors with Handle Clamp (Each one suitable for 40 No. connection based on vendor recommendation) | U41
1446 | EARTHING | BD-40-02 | EREKT1212 | Mould | 70/70mm | 1 | 1 | 0 | 1 | 0 | Graphite Mould for Tee Joint of 70mm2/70mm2 /70mm2 Conductors with Handle Clamp (Each one suitable for 40 No. connection based on vendor recommendation) | U41
1447 | EARTHING | BD-40-02 | ERERTT | Necessary tools | - | 1 | 1 | 0 | 1 | 0 | Necessary tools Including Glove & Glasses, Scraper Tool, Torch, Flint Gun, Cleaning tools (Mould brush, card brush, etc.) | U41
1448 | EARTHING | BD-40-02 | EREMHX | PIT | 40*40*60cm | 5 | 5 | 0 | 5 | 0 | Concrete Inspection Pit, Reinforced type, Squared shape, 650mm(L) x 650mm(W) x 400mm(D) with Test Llink. | U41
1449 | EARTHING | BD-40-02 | EREKU0812 | Welding Powder | 70/16mm | 5 | 5 | 0 | 5 | 0 | Welding Powder Cartridges, (Welding Powder, Retaining Discs, Starting Powder, Quick Starter and other necessary tools), Suitable for Tee Joint of 70/16/70 mm2 (with Sleeves) | U41
1450 | EARTHING | BD-40-02 | EREKU1012 | Welding Powder Cartridges | - | 3 | 0 | 0 | 0 | 3 | Welding Powder Cartridges, (Welding Powder, Retaining Discs, Starting Powder, Quick Starter and other necessary tools), Suitable for Tee Joint of 70/35/70 mm2 (with Sleeves) | U41
1451 | EARTHING | BD-40-02 | EREKU1212 | Welding Powder | 70/70 | 5 | 5 | 0 | 5 | 0 | Welding Powder Cartridges, (Welding Powder, Retaining Discs, Starting Powder, Quick Starter and other necessary tools), Suitable for Tee Joint of 70/70/70 mm2 (with Sleeves) | U41
1452 | EARTHING | BD-40-02 | - | Wrapping Tape | - | By Vendor | 0 | 0 | 0 | #VALUE! | Wraping Tape, Green-Yellow for Sealing of Exothermic Welding Joints in Reel of 20 m Length. | U41
1453 | EARTHING | BD-40-10 | ERECC0308 | CABLE LUG | 16mm2/M10 | 90 | 0 | 0 | 0 | 90 | Compression Cable Lug, Tinned Copper Type with Bolt, Nut, one Spring Washer & One Flat Washer, Suitable for Grounding Connection, Complete With Hot-Dip Galvanized Nuts & Bolts. | U42 | 10 cable lug have been considered for Telecommunication equipment
1454 | EARTHING | BD-40-10 | ERECC0510 | Bolt | M10*30 | 65 | 65 | 0 | 65 | 0 | Compression Cable Lug, Tinned Copper Type with Bolt, Nut, one Spring Washer & One Flat Washer, Suitable for Grounding Connection, Complete With Hot-Dip Galvanized Nuts & Bolts. | U42
1455 | EARTHING | BD-40-10 | ERECC0512 | CABLE LUG | 70mm2/M12 | 20 | 0 | 0 | 0 | 20 | Compression Cable Lug, Tinned Copper Type with Bolt, Nut, one Spring Washer & One Flat Washer, Suitable for Grounding Connection, Complete With Hot-Dip Galvanized Nuts & Bolts. | U42
1456 | EARTHING | BD-40-10 | EREA7 | EARTHING BUS-BAR | - | 12 | 0 | 0 | 0 | 12 | Earthing Bus-bar, Copper Strip, 500x50x5 mm, Complete with 2 Insulators, Fixing Support, with 10 Holes (M12) & All Necessary Materials for Installation, Complete with Hot-Dip Galvanized Nuts & Bolts. | U42
1457 | EARTHING | BD-40-10 | ERED0812 | Earthing Wire Clamps | 16mm2 to 70 mm2 | 30 | 0 | 0 | 0 | 30 | Earthing Wire Clamps (Parallel Connectors), Screw Type, Phosphor Bronze, Corrosion Resistant and High Mechanical Strength, Suitable for Connection of Grounding Conductors. | U42
1458 | EARTHING | BD-40-10 | ERED1012 | Earthing Wire Clamps | 35mm2 to 70 mm2 | 30 | 0 | 0 | 0 | 30 | Earthing Wire Clamps (Parallel Connectors), Screw Type, Phosphor Bronze, Corrosion Resistant and High Mechanical Strength, Suitable for Connection of Grounding Conductors. | U42
1459 | EARTHING | BD-40-10 | ERED1212 | Earthing Wire Clamps | 70mm2 to 70 mm2 | 50 | 0 | 0 | 0 | 50 | Earthing Wire Clamps (Parallel Connectors), Screw Type, Phosphor Bronze, Corrosion Resistant and High Mechanical Strength, Suitable for Connection of Grounding Conductors. | U42
1460 | EARTHING | BD-40-10 | EREFF30 | Flexible Copper Braid | - | 10 | 0 | 0 | 0 | 10 | Flexible Copper Braid (Earth Bonds), with 300mm length, 25mm width and 3mm thickness. | U42
1461 | EARTHING | BD-40-10 | EREKT1012 | Mould | 70/35mm | 1 | 1 | 0 | 1 | 0 | Graphite Mould for Tee Joint of Conductors with Handle Clamp (Each one suitable for 40 No. connection based on vendor recommendation) | U42 | XX/XX(size of conductor)Tap Conductor/Main Conductor
1462 | EARTHING | BD-40-10 | EREKT1212 | Mould | 70/70mm | 1 | 1 | 0 | 1 | 0 | Graphite Mould for Tee Joint of Conductors with Handle Clamp (Each one suitable for 40 No. connection based on vendor recommendation) | U42 | XX/XX(size of conductor)Tap Conductor/Main Conductor
1463 | EARTHING | BD-40-10 | ERERTT | Necessary tools | - | 1 | 1 | 0 | 1 | 0 | Necessary tools, Including Gloves & Glasses, Scraper Tool, Torch, Flint Gun, Cleaning tools (Mould brush, card brush, etc.) | U42
1464 | EARTHING | BD-40-10 | EREKU1012 | Welding Powder Cartridges | 35/70 | 10 | 0 | 0 | 0 | 10 | Welding Powder Cartridges, for Tee Joint of Conductors (including Welding Powder, Retaining Discs, Starting Powder, Quick Starter, Sleeves (If Required), and other necessary tools) | U42
1465 | EARTHING | BD-40-10 | EREKU1212 | Welding Powder | 70/70 | 5 | 5 | 0 | 5 | 0 | Welding Powder Cartridges, for Tee Joint of Conductors (including Welding Powder, Retaining Discs, Starting Powder, Quick Starter, Sleeves (If Required), and other necessary tools) | U42
1466 | EARTHING | BD-40-10 | EREVTP | Wrapping Tape | - | By Vendor | 0 | 0 | 0 | #VALUE! | Wrapping Tape, PVC Green-Yellow Adhesive Tape for Sealing of Exothermic Welding Joints, In Reel of 20 m Length. | U42
1467 | EARTHING | BD-40-11 | ERECC0308 | CABLE LUG | 16mm2/M10 | 25 | 0 | 0 | 0 | 25 | Compression Cable Lug, Tinned Copper Type with Bolt, Nut, one Spring Washer & One Flat Washer, Suitable for Grounding Connection, Complete With Hot-Dip Galvanized Nuts & Bolts. | U42 | 2 Cable lug have been considered for Telecommunication equipment
1468 | EARTHING | BD-40-11 | ERECC0510 | Bolt | M10*30 | 25 | 25 | 0 | 25 | 0 | Compression Cable Lug, Tinned Copper Type with Bolt, Nut, one Spring Washer & One Flat Washer, Suitable for Grounding Connection, Complete With Hot-Dip Galvanized Nuts & Bolts. | U42
1469 | EARTHING | BD-40-11 | ERECC0512 | CABLE LUG | 70mm2/M12 | 5 | 0 | 0 | 0 | 5 | Compression Cable Lug, Tinned Copper Type with Bolt, Nut, one Spring Washer & One Flat Washer, Suitable for Grounding Connection, Complete With Hot-Dip Galvanized Nuts & Bolts. | U42
1470 | EARTHING | BD-40-11 | EREA7 | EARTHING BUS-BAR | - | 3 | 0 | 0 | 0 | 3 | Earthing Bus-bar, Copper Strip, 500x50x5 mm, Complete with 2 Insulators, Fixing Support, with 10 Holes (M12) & All Necessary Materials for Installation, Complete with Hot-Dip Galvanized Nuts & Bolts. | U42
1471 | EARTHING | BD-40-11 | ERED0812 | Earthing Wire Clamps | 16mm2 to 70 mm2 | 10 | 0 | 0 | 0 | 10 | Earthing Wire Clamps (Parallel Connectors), Screw Type, Phosphor Bronze, Corrosion Resistant and High Mechanical Strength, Suitable for Connection of Grounding Conductors. | U42
1472 | EARTHING | BD-40-11 | ERED1012 | Earthing Wire Clamps | 35mm2 to 70 mm2 | 7 | 0 | 0 | 0 | 7 | Earthing Wire Clamps (Parallel Connectors), Screw Type, Phosphor Bronze, Corrosion Resistant and High Mechanical Strength, Suitable for Connection of Grounding Conductors. | U42
1473 | EARTHING | BD-40-11 | ERED1212 | Earthing Wire Clamps | 70mm2 to 70 mm2 | 15 | 0 | 0 | 0 | 15 | Earthing Wire Clamps (Parallel Connectors), Screw Type, Phosphor Bronze, Corrosion Resistant and High Mechanical Strength, Suitable for Connection of Grounding Conductors. | U42
1474 | EARTHING | BD-40-11 | EREFF30 | Flexible Copper Braid | - | 8 | 0 | 0 | 0 | 8 | Flexible Copper Braid (Earth Bonds), with 300mm length, 25mm width and 3mm thickness. | U42
1475 | EARTHING | BD-40-11 | EREKT1012 | Mould | 70/35mm | 1 | 1 | 0 | 1 | 0 | Graphite Mould for Tee Joint of Conductors with Handle Clamp (Each one suitable for 40 No. connection based on vendor recommendation) | U42 | XX/XX(size of conductor)Tap Conductor/Main Conductor
1476 | EARTHING | BD-40-11 | EREKT1212 | Mould | 70/70mm | 1 | 1 | 0 | 1 | 0 | Graphite Mould for Tee Joint of Conductors with Handle Clamp (Each one suitable for 40 No. connection based on vendor recommendation) | U42
1477 | EARTHING | BD-40-11 | ERERTT | Necessary tools | - | 1 | 1 | 0 | 1 | 0 | Necessary tools, Including Gloves & Glasses, Scraper Tool, Torch, Flint Gun, Cleaning tools (Mould brush, card brush, etc.) | U42
1478 | EARTHING | BD-40-11 | EREKU1012 | Welding Powder Cartridges | 35/70 | 8 | 0 | 0 | 0 | 8 | Welding Powder Cartridges, for Tee Joint of Conductors (including Welding Powder, Retaining Discs, Starting Powder, Quick Starter, Sleeves (If Required), and other necessary tools) | U42
1479 | EARTHING | BD-40-11 | EREKU1212 | Welding Powder | 70/70 | 5 | 5 | 0 | 5 | 0 | Welding Powder Cartridges, for Tee Joint of Conductors (including Welding Powder, Retaining Discs, Starting Powder, Quick Starter, Sleeves (If Required), and other necessary tools) | U42
1480 | EARTHING | BD-40-11 | EREVTP | Wrapping Tape | - | By Vendor | 0 | 0 | 0 | #VALUE! | Wrapping Tape, PVC Green-Yellow Adhesive Tape for Sealing of Exothermic Welding Joints, In Reel of 20 m Length. | U42
1481 | EARTHING | CR-40-01 | ERECC0308 | CABLE LUG | 16mm2/M10 | 50 | 0 | 0 | 0 | 50 | Compression Cable Lug, Tinned Copper Type with Bolt, Nut, one Spring Washer & One Flat Washer, Suitable for Grounding Connection, Complete With Hot-Dip Galvanized Nuts & Bolts. |  | 35 earth lug have been considered for telecommunication earth connections
1482 | EARTHING | CR-40-01 | ERECC0510 | Bolt | M10*30 | 170 | 170 | 0 | 170 | 0 | Compression Cable Lug, Tinned Copper Type with Bolt, Nut, one Spring Washer & One Flat Washer, Suitable for Grounding Connection, Complete With Hot-Dip Galvanized Nuts & Bolts.
1483 | EARTHING | CR-40-01 | ERECC0512 | CABLE LUG | 70mm2/M12 | 60 | 0 | 0 | 0 | 60 | Compression Cable Lug, Tinned Copper Type with Bolt, Nut, one Spring Washer & One Flat Washer, Suitable for Grounding Connection, Complete With Hot-Dip Galvanized Nuts & Bolts.
1484 | EARTHING | CR-40-01 | ERELS18 | Earth Rod Clamp | 300mm2 to Earth Rod | 15 | 0 | 0 | 0 | 15 | Conductor Clamp (Earth Rod Clamp), Phosphor Bronze or Copper Silicon, Suitable for Connection of Grounding Conductor to Earth Rod, Complete With Sufficient Hot-Dip galvanized Nuts & Bolts.
1485 | EARTHING | CR-40-01 | EREA7 | EARTHING BUS-BAR | - | 32 | 0 | 0 | 0 | 32 | Earthing Bus-bar, Copper Strip, 500x50x5 mm, Complete with 2 Insulators, Fixing Support, with 10 Holes (M12) & All Necessary Materials for Installation, Complete with Hot-Dip Galvanized Nuts & Bolts.
1486 | EARTHING | CR-40-01 | EREGDD | Earthing Rod | - | 14 | 0 | 0 | 0 | 14 | Earthing Rod, Extensible, High Resistant to Corrosion, High Tensile Strength, Steel Core, with Pure Electrolyte Copper Molecularly Bonded, 20 mm Diameter, 2x1500 mm Length, Threaded at Both Ends for Fixing Driving Heads, Couplings or Tip. Complete with Hardened Steel Driving Head, Phosphor Bronze or Copper Silicon Coupling & Steel Tip.
1487 | EARTHING | CR-40-01 | EREFF30 | Flexible Copper Braid | - | 15 | 0 | 0 | 0 | 15 | Flexible Copper Braid (Earth Bonds), with 300mm length, 25mm width and 3mm thickness.
1488 | EARTHING | CR-40-01 | EREKT1018 | Mould | 300/35mm | 1 | 1 | 0 | 1 | 0 | Graphite Mould for Tee Joint of Conductors with Handle Clamp (Each one suitable for 40 No. connection based on vendor recommendation) |  | XX/XX (size of conductor) Tap Conductor/Main Conductor
1489 | EARTHING | CR-40-01 | EREKT1218 | Mould | 300/70mm | 1 | 1 | 0 | 1 | 0 | Graphite Mould for Tee Joint of Conductors with Handle Clamp (Each one suitable for 40 No. connection based on vendor recommendation) |  | XX/XX(size of conductor)Tap Conductor/Main Conductor
1490 | EARTHING | CR-40-01 | ERERTT | Necessary tools | - | 1 | 1 | 0 | 1 | 0 | Necessary tools, Including Gloves & Glasses, Scraper Tool, Torch, Flint Gun, Cleaning tools (Mould brush, card brush, etc.)
1491 | EARTHING | CR-40-01 | EREMHX | PIT | 40*40*60cm | 14 | 14 | 0 | 14 | 0 | Concrete Inspection Pit, Reinforced type, Squared shape, 400mm(L) x 400mm(W) x 600mm(D) with Test Link.
1492 | EARTHING | CR-40-01 | EREX | Spark Gap | - | 1 | 0 | 0 | 0 | 1 | Closed Spark Gap
1493 | EARTHING | CR-40-01 | EREKU1018 | Welding Powder Cartridges | 35/300 | 15 | 0 | 0 | 0 | 15 | Welding Powder Cartridges, for Tee Joint of Conductors (including Welding Powder, Retaining Discs, Starting Powder, Quick Starter, Sleeves (If Required), and other necessary tools)
1494 | EARTHING | CR-40-01 | EREKU1218 | Welding Powder Cartridges | 70/300 | 40 | 0 | 0 | 0 | 40 | Welding Powder Cartridges, for Tee Joint of Conductors (including Welding Powder, Retaining Discs, Starting Powder, Quick Starter, Sleeves (If Required), and other necessary tools)
1495 | EARTHING | CR-40-01 | EREVTP | Wrapping Tape | - | By Vendor | 0 | 0 | 0 | #VALUE! | Wrapping Tape, PVC Green-Yellow Adhesive Tape for Sealing of Exothermic Welding Joints, In Reel of 20 m Length.
1496 | EARTHING | CR-40-02 | ERECC0308 | CABLE LUG | 16 mm2 | 23 | 0 | 0 | 0 | 23 | Compression Cable Lug, Tinned Copper Type with Bolt, Nut, one Spring Washer & One Flat Washer, Suitable for Grounding Connection, Complete With Hot-Dip Galvanized Nuts & Bolts. |  | FOR TELECOM
1497 | EARTHING | CR-40-02 | ERECC0510 | Bolt | M10*30 | 38 | 38 | 0 | 38 | 0 | Compression Cable Lug, Tinned Copper Type with Bolt, Nut, one Spring Washer & One Flat Washer, Suitable for Grounding Connection, Complete With Hot-Dip Galvanized Nuts & Bolts.
1498 | EARTHING | CR-40-02 | ERECC0512 | CABLE LUG | 70 mm2 | 68 | 0 | 0 | 0 | 68 | Compression Cable Lug, Tinned Copper Type with Bolt, Nut, one Spring Washer & One Flat Washer, Suitable for Grounding Connection, Complete With Hot-Dip Galvanized Nuts & Bolts.
1499 | EARTHING | CR-40-02 | ERELS12 | Earth Rod Clamp | 70mm2 to Earth Rod | 10 | 0 | 0 | 0 | 10 | Conductor Clamp (Earth Rod Clamp), Phosphor Bronze or Copper Silicon, Suitable for Connection of Grounding Conductor to Earth Rod, Complete With Sufficient Hot-Dip galvanized Nuts & Bolts.
1500 | EARTHING | CR-40-02 | EREA7 | EARTHING BUS-BAR | - | 29 | 0 | 0 | 0 | 29 | Earthing Bus-bar, Copper Strip, 500x50x5 mm, Complete with 2 Insulators, Fixing Support, with 10 Holes (M12) & All Necessary Materials for Installation, Complete with Hot-Dip Galvanized Nuts & Bolts.
1501 | EARTHING | CR-40-02 | EREGDD | Earthing Rod | - | 10 | 0 | 0 | 0 | 10 | Earthing Rod, Extensible, High Resistant to Corrosion, High Tensile Strength, Steel Core, with Pure Electrolyte Copper Molecularly Bonded, 20 mm Diameter, 2x1500 mm Length, Threaded at Both Ends for Fixing Driving Heads, Couplings or Tip. Complete with Hardened Steel Driving Head, Phosphor Bronze or Copper Silicon Coupling & Steel Tip.
1502 | EARTHING | CR-40-02 | EREKT1012 | Mould | 70/35mm | 1 | 1 | 0 | 1 | 0 | Graphite Mould for Tee Joint of Conductors with Handle Clamp (Each one suitable for 40 No. connection based on vendor recommendation)
1503 | EARTHING | CR-40-02 | EREKT1212 | Mould | 70/70mm | 1 | 1 | 0 | 1 | 0 | Graphite Mould for Tee Joint of Conductors with Handle Clamp (Each one suitable for 40 No. connection based on vendor recommendation)
1504 | EARTHING | CR-40-02 | ERERTT | Necessary tools | - | 1 | 1 | 0 | 1 | 0 | Necessary tools, Including Gloves & Glasses, Scraper Tool, Torch, Flint Gun, Cleaning tools (Mould brush, card brush, etc.)
1505 | EARTHING | CR-40-02 | EREMHX | PIT | 40*40*60cm | 10 | 10 | 0 | 10 | 0 | Concrete Inspection Pit, Reinforced type, Squared shape, 400mm(L) x 400mm(W) x 600mm(D) with Test Link.
1506 | EARTHING | CR-40-02 | EREKD1012 | Welding Powder Cartridges | 35/70 | 13 | 0 | 0 | 0 | 13 | Welding Powder Cartridges, for Tee Joint of Conductors (including Welding Powder, Retaining Discs, Starting Powder, Quick Starter, Sleeves (If Required), and other necessary tools)
1507 | EARTHING | CR-40-02 | EREKD1212 | Welding Powder | 70/70mm | 22 | 0 | 0 | 0 | 22 | Welding Powder Cartridges, for Tee Joint of Conductors (including Welding Powder, Retaining Discs, Starting Powder, Quick Starter, Sleeves (If Required), and other necessary tools)
1508 | EARTHING | CR-40-02 | EREVTP | Wrapping Tape | - | By Vendor | 0 | 0 | 0 | #VALUE! | Wrapping Tape, PVC Green-Yellow Adhesive Tape for Sealing of Exothermic Welding Joints, In Reel of 20 m Length.
1509 | EARTHING | CR-40-03 | ERECC0308 | CABLE LUG | 16mm2/M10 | 45 | 0 | 0 | 0 | 45 | Compression Cable Lug, Tinned Copper Type with Bolt, Nut, one Spring Washer & One Flat Washer, Suitable for Grounding Connection, Complete With Hot-Dip Galvanized Nuts & Bolts. |  | 30 earth lug have been considered for telecommunication earth connections
1510 | EARTHING | CR-40-03 | ERECC0512 | CABLE LUG | 70mm2/M12 | 55 | 0 | 0 | 0 | 55 | Compression Cable Lug, Tinned Copper Type with Bolt, Nut, one Spring Washer & One Flat Washer, Suitable for Grounding Connection, Complete With Hot-Dip Galvanized Nuts & Bolts.
1511 | EARTHING | CR-40-03 | ERELS18 | Earth Rod Clamp | 300mm2 to Earth Rod | 8 | 0 | 0 | 0 | 8 | Conductor Clamp (Earth Rod Clamp), Phosphor Bronze or Copper Silicon, Suitable for Connection of Grounding Conductor to Earth Rod, Complete With Sufficient Hot-Dip galvanized Nuts & Bolts.
1512 | EARTHING | CR-40-03 | EREA7 | EARTHING BUS-BAR | - | 38 | 0 | 0 | 0 | 38 | Earthing Bus-bar, Copper Strip, 500x50x5 mm, Complete with 2 Insulators, Fixing Support, with 10 Holes (M12) & All Necessary Materials for Installation, Complete with Hot-Dip Galvanized Nuts & Bolts.
1513 | EARTHING | CR-40-03 | EREGDD | Earthing Rod | - | 8 | 0 | 0 | 0 | 8 | Earthing Rod, Extensible, High Resistant to Corrosion, High Tensile Strength, Steel Core, with Pure Electrolyte Copper Molecularly Bonded, 20 mm Diameter, 2x1500 mm Length, Threaded at Both Ends for Fixing Driving Heads, Couplings or Tip. Complete with Hardened Steel Driving Head, Phosphor Bronze or Copper Silicon Coupling & Steel Tip.
1514 | EARTHING | CR-40-03 | EREFF30 | Flexible Copper Braid | - | 15 | 0 | 0 | 0 | 15 | Flexible Copper Braid (Earth Bonds), with 300mm length, 25mm width and 3mm thickness.
1515 | EARTHING | CR-40-03 | EREKT1018 | Mould | 300/35mm | 1 | 1 | 0 | 1 | 0 | Graphite Mould for Tee Joint of Conductors with Handle Clamp (Each one suitable for 40 No. connection based on vendor recommendation)
1516 | EARTHING | CR-40-03 | EREKT1218 | Mould | 300/70mm | 1 | 1 | 0 | 1 | 0 | Graphite Mould for Tee Joint of Conductors with Handle Clamp (Each one suitable for 40 No. connection based on vendor recommendation)
1517 | EARTHING | CR-40-03 | ERERTT | Necessary tools | - | 1 | 1 | 0 | 1 | 0 | Necessary tools, Including Gloves & Glasses, Scraper Tool, Torch, Flint Gun, Cleaning tools (Mould brush, card brush, etc.)
1518 | EARTHING | CR-40-03 | EREMHX | PIT | 40*40*60cm | 8 | 8 | 0 | 8 | 0 | Concrete Inspection Pit, Reinforced type, Squared shape, 400mm(L) x 400mm(W) x 600mm(D) with Test Link.
1519 | EARTHING | CR-40-03 | EREX | Spark Gap | - | 1 | 0 | 0 | 0 | 1 | Closed Spark Gap
1520 | EARTHING | CR-40-03 | EREKU1018 | Welding Powder Cartridges | 35/300 | 15 | 0 | 0 | 0 | 15 | Welding Powder Cartridges, for Tee Joint of Conductors (including Welding Powder, Retaining Discs, Starting Powder, Quick Starter, Sleeves (If Required), and other necessary tools)
1521 | EARTHING | CR-40-03 | EREKU1218 | Welding Powder Cartridges | 70/300 | 40 | 0 | 0 | 0 | 40 | Welding Powder Cartridges, for Tee Joint of Conductors (including Welding Powder, Retaining Discs, Starting Powder, Quick Starter, Sleeves (If Required), and other necessary tools)
1522 | EARTHING | CR-40-03 | EREVTP | Wrapping Tape | - | By Vendor | 0 | 0 | 0 | #VALUE! | Wrapping Tape, PVC Green-Yellow Adhesive Tape for Sealing of Exothermic Welding Joints, In Reel of 20 m Length.
1523 | EARTHING | RIB-40-01 | ERECC0308 | CABLE LUG | 16mm2/M10 | 5 | 0 | 0 | 0 | 5 | Compression Cable Lug, Tinned Copper Type with Bolt, Nut, one Spring Washer & One Flat Washer, Suitable for Grounding Connection, Complete With Hot-Dip Galvanized Nuts & Bolts. |  | 4 N0 FOR TELECOM
1524 | EARTHING | RIB-40-01 | ERECC0510 | Bolt | M10*30 | 30 | 30 | 0 | 30 | 0 | Compression Cable Lug, Tinned Copper Type with Bolt, Nut, one Spring Washer & One Flat Washer, Suitable for Grounding Connection, Complete With Hot-Dip Galvanized Nuts & Bolts. |  | 2 N0 FOR TELECOM
1525 | EARTHING | RIB-40-01 | ERECC0512 | CABLE LUG | 70mm2/M12 | 35 | 0 | 0 | 0 | 35 | Compression Cable Lug, Tinned Copper Type with Bolt, Nut, one Spring Washer & One Flat Washer, Suitable for Grounding Connection, Complete With Hot-Dip Galvanized Nuts & Bolts.
1526 | EARTHING | RIB-40-01 | ERELS12 | Earth Rod Clamp | 70mm2 to Earth Rod | 10 | 0 | 0 | 0 | 10 | Conductor Clamp (Earth Rod Clamp), Phosphor Bronze or Copper Silicon, Suitable for Connection of Grounding Conductor to Earth Rod, Complete With Sufficient Hot-Dip galvanized Nuts & Bolts.
1527 | EARTHING | RIB-40-01 | EREA7 | EARTHING BUS-BAR | - | 21 | 0 | 0 | 0 | 21 | Earthing Bus-bar, Copper Strip, 500x50x5 mm, Complete with 2 Insulators, Fixing Support, with 10 Holes (M12) & All Necessary Materials for Installation, Complete with Hot-Dip Galvanized Nuts & Bolts.
1528 | EARTHING | RIB-40-01 | EREGDD | Earthing Rod | - | 10 | 0 | 0 | 0 | 10 | Earthing Rod, Extensible, High Resistant to Corrosion, High Tensile Strength, Steel Core, with Pure Electrolyte Copper Molecularly Bonded, 20 mm Diameter, 2x1500 mm Length, Threaded at Both Ends for Fixing Driving Heads, Couplings or Tip. Complete with Hardened Steel Driving Head, Phosphor Bronze or Copper Silicon Coupling & Steel Tip.
1529 | EARTHING | RIB-40-01 | EREFF30 | Flexible Copper Braid | - | 9 | 0 | 0 | 0 | 9 | Flexible Copper Braid (Earth Bonds), with 300mm length, 25mm width and 3mm thickness.
1530 | EARTHING | RIB-40-01 | EREKT1012 | Mould | 70/35mm | 1 | 1 | 0 | 1 | 0 | Graphite Mould for Tee Joint of Conductors with Handle Clamp (Each one suitable for 40 No. connection based on vendor recommendation) |  | For size of Graphite Moulds, below description shall be noted: XX/XX (size of conductor) Tap Conductor/Main Conductor
1531 | EARTHING | RIB-40-01 | EREKT1212 | Mould | 70/70mm | 1 | 1 | 0 | 1 | 0 | Graphite Mould for Tee Joint of Conductors with Handle Clamp (Each one suitable for 40 No. connection based on vendor recommendation)
1532 | EARTHING | RIB-40-01 | ERERTT | Necessary tools | - | 1 | 1 | 0 | 1 | 0 | Necessary tools, Including Gloves & Glasses, Scraper Tool, Torch, Flint Gun, Cleaning tools (Mould brush, card brush, etc.)
1533 | EARTHING | RIB-40-01 | EREMHX | PIT | 40*40*60cm | 10 | 10 | 0 | 10 | 0 | Concrete Inspection Pit, Reinforced type, Squared shape, 400mm(L) x 400mm(W) x 600mm(D) with Test Link.
1534 | EARTHING | RIB-40-01 | EREX | Spark Gap | - | 1 | 0 | 0 | 0 | 1 | Closed Spark Gap
1535 | EARTHING | RIB-40-01 | EREKD0810 | Welding Powder Cartridges | 16/70 | 1 | 0 | 0 | 0 | 1 | Welding Powder Cartridges, for Tee Joint of Conductors (including Welding Powder, Retaining Discs, Starting Powder, Quick Starter, Sleeves (If Required), and other necessary tools)
1536 | EARTHING | RIB-40-01 | EREKD1012 | Welding Powder Cartridges | 35/70 | 10 | 0 | 0 | 0 | 10 | Welding Powder Cartridges, for Tee Joint of Conductors (including Welding Powder, Retaining Discs, Starting Powder, Quick Starter, Sleeves (If Required), and other necessary tools) |  | 1 N0 FOR TELECOM
1537 | EARTHING | RIB-40-01 | EREKD1212 | Welding Powder | 70/70mm | 16 | 0 | 0 | 0 | 16 | Welding Powder Cartridges, for Tee Joint of Conductors (including Welding Powder, Retaining Discs, Starting Powder, Quick Starter, Sleeves (If Required), and other necessary tools)
1538 | EARTHING | RIB-40-01 | EREVTP | Wrapping Tape | - | By Vendor | 0 | 0 | 0 | #VALUE! | Wrapping Tape, PVC Green-Yellow Adhesive Tape for Sealing of Exothermic Welding Joints, In Reel of 20 m Length.
1539 | EARTHING | RIB-40-02 | ERECC0308 | CABLE LUG | 16mm2/M10 | 5 | 0 | 0 | 0 | 5 | Compression Cable Lug, Tinned Copper Type with Bolt, Nut, one Spring Washer & One Flat Washer, Suitable for Grounding Connection, Complete With Hot-Dip Galvanized Nuts & Bolts. |  | 2 N0 FOR TELECOM
1540 | EARTHING | RIB-40-02 | ERECC0510 | Bolt | M10*30 | 31 | 31 | 0 | 31 | 0 | Compression Cable Lug, Tinned Copper Type with Bolt, Nut, one Spring Washer & One Flat Washer, Suitable for Grounding Connection, Complete With Hot-Dip Galvanized Nuts & Bolts. |  | 2 N0 FOR TELECOM
1541 | EARTHING | RIB-40-02 | ERECC0512 | CABLE LUG | 70mm2/M12 | 32 | 0 | 0 | 0 | 32 | Compression Cable Lug, Tinned Copper Type with Bolt, Nut, one Spring Washer & One Flat Washer, Suitable for Grounding Connection, Complete With Hot-Dip Galvanized Nuts & Bolts.
1542 | EARTHING | RIB-40-02 | ERELS12 | Earth Rod Clamp | 70mm2 to Earth Rod | 10 | 0 | 0 | 0 | 10 | Conductor Clamp (Earth Rod Clamp), Phosphor Bronze or Copper Silicon, Suitable for Connection of Grounding Conductor to Earth Rod, Complete With Sufficient Hot-Dip galvanized Nuts & Bolts.
1543 | EARTHING | RIB-40-02 | EREA7 | EARTHING BUS-BAR | - | 18 | 0 | 0 | 0 | 18 | Earthing Bus-bar, Copper Strip, 500x50x5 mm, Complete with 2 Insulators, Fixing Support, with 10 Holes (M12) & All Necessary Materials for Installation, Complete with Hot-Dip Galvanized Nuts & Bolts.
1544 | EARTHING | RIB-40-02 | EREGDD | Earthing Rod | - | 10 | 0 | 0 | 0 | 10 | Earthing Rod, Extensible, High Resistant to Corrosion, High Tensile Strength, Steel Core, with Pure Electrolyte Copper Molecularly Bonded, 20 mm Diameter, 2x1500 mm Length, Threaded at Both Ends for Fixing Driving Heads, Couplings or Tip. Complete with Hardened Steel Driving Head, Phosphor Bronze or Copper Silicon Coupling & Steel Tip.
1545 | EARTHING | RIB-40-02 | EREFF30 | Flexible Copper Braid | - | 9 | 0 | 0 | 0 | 9 | Flexible Copper Braid (Earth Bonds), with 300mm length, 25mm width and 3mm thickness.
1546 | EARTHING | RIB-40-02 | EREKT1012 | Mould | 70/35mm | 1 | 1 | 0 | 1 | 0 | Graphite Mould for Tee Joint of Conductors with Handle Clamp (Each one suitable for 40 No. connection based on vendor recommendation) |  | For size of Graphite Moulds, below description shall be noted: XX/XX (size of conductor) Tap Conductor/Main Conductor
1547 | EARTHING | RIB-40-02 | EREKT1212 | Mould | 70/70mm | 1 | 1 | 0 | 1 | 0 | Graphite Mould for Tee Joint of Conductors with Handle Clamp (Each one suitable for 40 No. connection based on vendor recommendation)
1548 | EARTHING | RIB-40-02 | ERERTT | Necessary tools | - | 1 | 1 | 0 | 1 | 0 | Necessary tools, Including Gloves & Glasses, Scraper Tool, Torch, Flint Gun, Cleaning tools (Mould brush, card brush, etc.)
1549 | EARTHING | RIB-40-02 | EREMHX | PIT | 40*40*60cm | 10 | 10 | 0 | 10 | 0 | Concrete Inspection Pit, Reinforced type, Squared shape, 400mm(L) x 400mm(W) x 600mm(D) with Test Link.
1550 | EARTHING | RIB-40-02 | EREX | Spark Gap | - | 1 | 0 | 0 | 0 | 1 | Closed Spark Gap
1551 | EARTHING | RIB-40-02 | EREKD1012 | Welding Powder Cartridges | 35/70 | 10 | 0 | 0 | 0 | 10 | Welding Powder Cartridges, for Tee Joint of Conductors (including Welding Powder, Retaining Discs, Starting Powder, Quick Starter, Sleeves (If Required), and other necessary tools) |  | 1 N0 FOR TELECOM
1552 | EARTHING | RIB-40-02 | EREKD1212 | Welding Powder | 70/70mm | 16 | 0 | 0 | 0 | 16 | Welding Powder Cartridges, for Tee Joint of Conductors (including Welding Powder, Retaining Discs, Starting Powder, Quick Starter, Sleeves (If Required), and other necessary tools)
1553 | EARTHING | RIB-40-02 | EREVTP | Wrapping Tape | - | By Vendor | 0 | 0 | 0 | #VALUE! | Wrapping Tape, PVC Green-Yellow Adhesive Tape for Sealing of Exothermic Welding Joints, In Reel of 20 m Length.
1554 | EARTHING | RIB-40-03 | ERECC0308 | CABLE LUG | 16mm2/M10 | 5 | 0 | 0 | 0 | 5 | Compression Cable Lug, Tinned Copper Type with Bolt, Nut, one Spring Washer & One Flat Washer, Suitable for Grounding Connection, Complete With Hot-Dip Galvanized Nuts & Bolts.
1555 | EARTHING | RIB-40-03 | ERECC0510 | Bolt | M10*30 | 31 | 31 | 0 | 31 | 0 | Compression Cable Lug, Tinned Copper Type with Bolt, Nut, one Spring Washer & One Flat Washer, Suitable for Grounding Connection, Complete With Hot-Dip Galvanized Nuts & Bolts. |  | 2 N0 FOR TELECOM
1556 | EARTHING | RIB-40-03 | ERECC0512 | CABLE LUG | 70mm2/M12 | 28 | 0 | 0 | 0 | 28 | Compression Cable Lug, Tinned Copper Type with Bolt, Nut, one Spring Washer & One Flat Washer, Suitable for Grounding Connection, Complete With Hot-Dip Galvanized Nuts & Bolts. |  | 2 N0 FOR TELECOM
1557 | EARTHING | RIB-40-03 | ERELS12 | Earth Rod Clamp | 70mm2 to Earth Rod | 10 | 0 | 0 | 0 | 10 | Conductor Clamp (Earth Rod Clamp), Phosphor Bronze or Copper Silicon, Suitable for Connection of Grounding Conductor to Earth Rod, Complete With Sufficient Hot-Dip galvanized Nuts & Bolts.
1558 | EARTHING | RIB-40-03 | EREA7 | EARTHING BUS-BAR | - | 18 | 0 | 0 | 0 | 18 | Earthing Bus-bar, Copper Strip, 500x50x5 mm, Complete with 2 Insulators, Fixing Support, with 10 Holes (M12) & All Necessary Materials for Installation, Complete with Hot-Dip Galvanized Nuts & Bolts.
1559 | EARTHING | RIB-40-03 | EREGDD | Earthing Rod | - | 10 | 0 | 0 | 0 | 10 | Earthing Rod, Extensible, High Resistant to Corrosion, High Tensile Strength, Steel Core, with Pure Electrolyte Copper Molecularly Bonded, 20 mm Diameter, 2x1500 mm Length, Threaded at Both Ends for Fixing Driving Heads, Couplings or Tip. Complete with Hardened Steel Driving Head, Phosphor Bronze or Copper Silicon Coupling & Steel Tip.
1560 | EARTHING | RIB-40-03 | EREFF30 | Flexible Copper Braid | - | 9 | 0 | 0 | 0 | 9 | Flexible Copper Braid (Earth Bonds), with 300mm length, 25mm width and 3mm thickness.
1561 | EARTHING | RIB-40-03 | EREKT1012 | Mould | 70/35mm | 1 | 1 | 0 | 1 | 0 | Graphite Mould for Tee Joint of Conductors with Handle Clamp (Each one suitable for 40 No. connection based on vendor recommendation) |  | For size of Graphite Moulds, below description shall be noted: XX/XX (size of conductor) Tap Conductor/Main Conductor
1562 | EARTHING | RIB-40-03 | EREKT1212 | Mould | 70/70mm | 1 | 1 | 0 | 1 | 0 | Graphite Mould for Tee Joint of Conductors with Handle Clamp (Each one suitable for 40 No. connection based on vendor recommendation) |  | For size of Graphite Moulds, below description shall be noted: XX/XX (size of conductor) Tap Conductor/Main Conductor
1563 | EARTHING | RIB-40-03 | ERERTT | Necessary tools | - | 1 | 1 | 0 | 1 | 0 | Necessary tools, Including Gloves & Glasses, Scraper Tool, Torch, Flint Gun, Cleaning tools (Mould brush, card brush, etc.)
1564 | EARTHING | RIB-40-03 | EREMHX | PIT | 40*40*60cm | 10 | 10 | 0 | 10 | 0 | Concrete Inspection Pit, Reinforced type, Squared shape, 400mm(L) x 400mm(W) x 600mm(D) with Test Link.
1565 | EARTHING | RIB-40-03 | EREX | Spark Gap | - | 1 | 0 | 0 | 0 | 1 | Closed Spark Gap
1566 | EARTHING | RIB-40-03 | EREKD1012 | Welding Powder Cartridges | 35/70 | 31 | 0 | 0 | 0 | 31 | Welding Powder Cartridges, for Tee Joint of Conductors (including Welding Powder, Retaining Discs, Starting Powder, Quick Starter, Sleeves (If Required), and other necessary tools)
1567 | EARTHING | RIB-40-03 | EREKD1212 | Welding Powder | 70/70mm | 30 | 0 | 0 | 0 | 30 | Welding Powder Cartridges, for Tee Joint of Conductors (including Welding Powder, Retaining Discs, Starting Powder, Quick Starter, Sleeves (If Required), and other necessary tools) |  | 1 N0 FOR TELECOM
1568 | EARTHING | RIB-40-03 | EREVTP | Wrapping Tape | - | By Vendor | 0 | 0 | 0 | #VALUE! | Wrapping Tape, PVC Green-Yellow Adhesive Tape for Sealing of Exothermic Welding Joints, In Reel of 20 m Length.
1569 | EARTHING | SS-40-03 | ERENCN | AIR ROD | 0.5m | 42 | 42 | 0 | 42 | 0 | Lightning Air Rod, Nickel Chrome coated Copper, Minimum 500mm length and 16mm Diameter.
1570 | EARTHING | SS-40-03 | EREUGD | Air Rod Base Plate | - | 42 | 0 | 0 | 0 | 42 | Air Rod Base Plate, Suitable for 16mm Diameter Air Rod and 25x3mm Flat Bare Copper Tape.
1571 | EARTHING | SS-40-03 | ERELB12 | Cable Clip | - | 26 | 0 | 0 | 0 | 26 | Cable Clip, Copper or high strength Copper Alloy, Corrosion Resistant and High Mechanical Strength, Suitable for Fixing Conductor Size 70 mm2, with Bolts for Fittings.
1572 | EARTHING | SS-40-03 | ERECC0308 | CABLE LUG | 16mm2/M10 | 30 | 0 | 0 | 0 | 30 | Compression Cable Lug, Tinned Copper Type with Bolt, Nut, one Spring Washer & One Flat Washer, Suitable for Grounding Connection, Complete With Hot-Dip Galvanized Nuts & Bolts.
1573 | EARTHING | SS-40-03 | ERECC0510 | Bolt | M10*30 | 130 | 130 | 0 | 130 | 0 | Compression Cable Lug, Tinned Copper Type with Bolt, Nut, one Spring Washer & One Flat Washer, Suitable for Grounding Connection, Complete With Hot-Dip Galvanized Nuts & Bolts.
1574 | EARTHING | SS-40-03 | ERECC0512 | CABLE LUG | 70mm2/M12 | 91 | 0 | 0 | 0 | 91 | Compression Cable Lug, Tinned Copper Type with Bolt, Nut, one Spring Washer & One Flat Washer, Suitable for Grounding Connection, Complete With Hot-Dip Galvanized Nuts & Bolts.
1575 | EARTHING | SS-40-03 | ERECC0514 | CABLE LUG | 120mm2/M12 | 42 | 0 | 0 | 0 | 42 | Compression Cable Lug, Tinned Copper Type with Bolt, Nut, one Spring Washer & One Flat Washer, Suitable for Grounding Connection, Complete With Hot-Dip Galvanized Nuts & Bolts.
1576 | EARTHING | SS-40-03 | ERECC0516 | CABLE LUG | 185mm2/M12 | 11 | 0 | 0 | 0 | 11 | Compression Cable Lug, Tinned Copper Type with Bolt, Nut, one Spring Washer & One Flat Washer, Suitable for Grounding Connection, Complete With Hot-Dip Galvanized Nuts & Bolts.
1577 | EARTHING | SS-40-03 | ERECC0718 | CABLE LUG | 300mm2/M16 | 30 | 0 | 0 | 0 | 30 | Compression Cable Lug, Tinned Copper Type with Bolt, Nut, one Spring Washer & One Flat Washer, Suitable for Grounding Connection, Complete With Hot-Dip Galvanized Nuts & Bolts.
1578 | EARTHING | SS-40-03 | ERED3030 | Cross Tape Clamp | - | 23 | 0 | 0 | 0 | 23 | Cross Tape Connection Clamp, Suitable for 25x3mm Flat Bare Copper Tape
1579 | EARTHING | SS-40-03 | ERELS12 | Earth Rod Clamp | 70mm2 to Earth Rod | 7 | 0 | 0 | 0 | 7 | Conductor Clamp (Earth Rod Clamp), Phosphor Bronze or Copper Silicon, Suitable for Connection of Grounding Conductor to Earth Rod, Complete With Sufficient Hot-Dip galvanized Nuts & Bolts.
1580 | EARTHING | SS-40-03 | ERELS18 | Earth Rod Clamp | 300mm2 to Earth Rod | 19 | 0 | 0 | 0 | 19 | Conductor Clamp (Earth Rod Clamp), Phosphor Bronze or Copper Silicon, Suitable for Connection of Grounding Conductor to Earth Rod, Complete With Sufficient Hot-Dip galvanized Nuts & Bolts.
1581 | EARTHING | SS-40-03 | ERELS14 | Earth Rod Clamp | 120mm2 to Earth Rod | 5 | 0 | 0 | 0 | 5 | Conductor Clamp (Earth Rod Clamp), Phosphor Bronze or Copper Silicon, Suitable for Connection of Grounding Conductor to Earth Rod, Complete With Sufficient Hot-Dip galvanized Nuts & Bolts.
1582 | EARTHING | SS-40-03 | EREA7 | EARTHING BUS-BAR | - | 36 | 0 | 0 | 0 | 36 | Earthing Bus-bar, Copper Strip, 500x50x5 mm, Complete with 2 Insulators, Fixing Support, with 10 Holes (M12) & All Necessary Materials for Installation, Complete with Hot-Dip Galvanized Nuts & Bolts.
1583 | EARTHING | SS-40-03 | EREGDD | Earthing Rod | - | 25 | 0 | 0 | 0 | 25 | Earthing Rod, Extensible, High Resistant to Corrosion, High Tensile Strength, Steel Core, with Pure Electrolyte Copper Molecularly Bonded, 20 mm Diameter, 2x1500 mm Length, Threaded at Both Ends for Fixing Driving Heads, Couplings or Tip. Complete with Hardened Steel Driving Head, Phosphor Bronze or Copper Silicon Coupling & Steel Tip.
1584 | EARTHING | SS-40-03 | EREJ8 | Flat Bare Copper Tape | 25*3 | 500 | 0 | 0 | 0 | 500 | Flat Bare Copper Tape, 25x3mm for Lightning System
1585 | EARTHING | SS-40-03 | EREFF30 | Flexible Copper Braid | - | 40 | 0 | 0 | 0 | 40 | Flexible Copper Braid (Earth Bonds), with 300mm length, 25mm width and 3mm thickness.
1586 | EARTHING | SS-40-03 | EREKT0818 | Mould | 300/16mm | 1 | 1 | 0 | 1 | 0 | Graphite Mould for Tee Joint of Conductors with Handle Clamp (Each one suitable for 40 No. connection based on vendor recommendation) |  | XX/XX (size of conductor) Tap Conductor/Main Conductor
1587 | EARTHING | SS-40-03 | EREKT1018 | Mould | 300/35mm | 1 | 1 | 0 | 1 | 0 | Graphite Mould for Tee Joint of Conductors with Handle Clamp (Each one suitable for 40 No. connection based on vendor recommendation) |  | XX/XX (size of conductor) Tap Conductor/Main Conductor
1588 | EARTHING | SS-40-03 | EREKT1218 | Mould | 300/70mm | 1 | 1 | 0 | 1 | 0 | Graphite Mould for Tee Joint of Conductors with Handle Clamp (Each one suitable for 40 No. connection based on vendor recommendation) |  | XX/XX(size of conductor)Tap Conductor/Main Conductor
1589 | EARTHING | SS-40-03 | EREKT1418 | Mould | 120/300 | 1 | 0 | 0 | 0 | 1 | Graphite Mould for Tee Joint of Conductors with Handle Clamp (Each one suitable for 40 No. connection based on vendor recommendation) |  | XX/XX (size of conductor) Tap Conductor/Main Conductor
1590 | EARTHING | SS-40-03 | EREKT1618 | Mould | 300/185mm | 1 | 1 | 0 | 1 | 0 | Graphite Mould for Tee Joint of Conductors with Handle Clamp (Each one suitable for 40 No. connection based on vendor recommendation) |  | XX/XX(size of conductor)Tap Conductor/Main Conductor
1591 | EARTHING | SS-40-03 | EREKT1818 | Mould | 300/300mm | 1 | 1 | 0 | 1 | 0 | Graphite Mould for Tee Joint of Conductors with Handle Clamp (Each one suitable for 40 No. connection based on vendor recommendation) |  | XX/XX (size of conductor) Tap Conductor/Main Conductor
1592 | EARTHING | SS-40-03 | ERERTT | Necessary tools | - | 1 | 1 | 0 | 1 | 0 | Necessary tools, Including Gloves & Glasses, Scraper Tool, Torch, Flint Gun, Cleaning tools (Mould brush, card brush, etc.)
1593 | EARTHING | SS-40-03 | EREMHX | PIT | 40*40*60cm | 25 | 25 | 0 | 25 | 0 | Concrete Inspection Pit, Reinforced type, Squared shape, 400mm(L) x 400mm(W) x 600mm(D) with Test Link.
1594 | EARTHING | SS-40-03 | ERELB22 | Tape Clip | - | 500 | 0 | 0 | 0 | 500 | Tape Clip, Copper or high strength Copper Alloy, Corrosion Resistant and High Mechanical Strength, Suitable for Fixing 25x3mm Flat Bare Copper Tape, with Bolts for Fittings.
1595 | EARTHING | SS-40-03 | EREP3012 | Test Joint | - | 7 | 0 | 0 | 0 | 7 | Lightning Test Joint, Suitable for Connection Between 25x3mm Flat Bare Copper Tape Down Conductor and 70mm2 grounding cable.
1596 | EARTHING | SS-40-03 | EREKU0818 | Welding Powder Cartridges | 16/300 | 15 | 0 | 0 | 0 | 15 | Welding Powder Cartridges, for Tee Joint of Conductors (including Welding Powder, Retaining Discs, Starting Powder, Quick Starter, Sleeves (If Required), and other necessary tools)
1597 | EARTHING | SS-40-03 | EREKU1018 | Welding Powder Cartridges | 35/300 | 17 | 0 | 0 | 0 | 17 | Welding Powder Cartridges, for Tee Joint of Conductors (including Welding Powder, Retaining Discs, Starting Powder, Quick Starter, Sleeves (If Required), and other necessary tools)
1598 | EARTHING | SS-40-03 | EREKU1218 | Welding Powder Cartridges | 70/300 | 25 | 0 | 0 | 0 | 25 | Welding Powder Cartridges, for Tee Joint of Conductors (including Welding Powder, Retaining Discs, Starting Powder, Quick Starter, Sleeves (If Required), and other necessary tools)
1599 | EARTHING | SS-40-03 | EREKU1418 | Welding Powder | 300/120mm | 9 | 9 | 0 | 9 | 0 | Welding Powder Cartridges, for Tee Joint of Conductors (including Welding Powder, Retaining Discs, Starting Powder, Quick Starter, Sleeves (If Required), and other necessary tools)
1600 | EARTHING | SS-40-03 | EREKU1618 | Welding Powder | 300/185mm | 3 | 3 | 0 | 3 | 0 | Welding Powder Cartridges, for Tee Joint of Conductors (including Welding Powder, Retaining Discs, Starting Powder, Quick Starter, Sleeves (If Required), and other necessary tools)
1601 | EARTHING | SS-40-03 | EREKU1818 | Welding Powder Cartridges | 300/300 | 15 | 0 | 0 | 0 | 15 | Welding Powder Cartridges, for Tee Joint of Conductors (including Welding Powder, Retaining Discs, Starting Powder, Quick Starter, Sleeves (If Required), and other necessary tools)
1602 | EARTHING | SS-40-03 | EREVTP | Wrapping Tape | - | By Vendor | 0 | 0 | 0 | #VALUE! | Wrapping Tape, PVC Green-Yellow Adhesive Tape for Sealing of Exothermic Welding Joints, In Reel of 20 m Length.
1603 | EARTHING | SS-40-04 | ERENCN | AIR ROD | 0.5m | 50 | 35 | 0 | 35 | 15 | Lightning Air Rod, Nickel Chrome coated Copper, Minimum 500mm length and 16mm Diameter.
1604 | EARTHING | SS-40-04 | EREUGD | Air Rod Base Plate | - | 50 | 0 | 0 | 0 | 50 | Air Rod Base Plate, Suitable for 16mm Diameter Air Rod and 25x3mm Flat Bare Copper Tape.
1605 | EARTHING | SS-40-04 | ERELB12 | Cable Clip | - | 30 | 0 | 0 | 0 | 30 | Cable Clip, Copper or high strength Copper Alloy, Corrosion Resistant and High Mechanical Strength, Suitable for Fixing Conductor Size 70 mm2, with Bolts for Fittings.
1606 | EARTHING | SS-40-04 | ERECC0308 | CABLE LUG | 16mm2/M10 | 45 | 0 | 0 | 0 | 45 | Compression Cable Lug, Tinned Copper Type with Bolt, Nut, one Spring Washer & One Flat Washer, Suitable for Grounding Connection, Complete With Hot-Dip Galvanized Nuts & Bolts.
1607 | EARTHING | SS-40-04 | ERECC0510 | Bolt | M10*30 | 130 | 130 | 0 | 130 | 0 | Compression Cable Lug, Tinned Copper Type with Bolt, Nut, one Spring Washer & One Flat Washer, Suitable for Grounding Connection, Complete With Hot-Dip Galvanized Nuts & Bolts.
1608 | EARTHING | SS-40-04 | ERECC0512 | CABLE LUG | 70mm2/M12 | 70 | 0 | 0 | 0 | 70 | Compression Cable Lug, Tinned Copper Type with Bolt, Nut, one Spring Washer & One Flat Washer, Suitable for Grounding Connection, Complete With Hot-Dip Galvanized Nuts & Bolts.
1609 | EARTHING | SS-40-04 | ERECC0514 | CABLE LUG | 120mm2/M12 | 10 | 0 | 0 | 0 | 10 | Compression Cable Lug, Tinned Copper Type with Bolt, Nut, one Spring Washer & One Flat Washer, Suitable for Grounding Connection, Complete With Hot-Dip Galvanized Nuts & Bolts.
1610 | EARTHING | SS-40-04 | ERECC0516 | CABLE LUG | 185mm2/M12 | 20 | 0 | 0 | 0 | 20 | Compression Cable Lug, Tinned Copper Type with Bolt, Nut, one Spring Washer & One Flat Washer, Suitable for Grounding Connection, Complete With Hot-Dip Galvanized Nuts & Bolts.
1611 | EARTHING | SS-40-04 | ERECC0718 | CABLE LUG | 300mm2/M16 | 65 | 0 | 0 | 0 | 65 | Compression Cable Lug, Tinned Copper Type with Bolt, Nut, one Spring Washer & One Flat Washer, Suitable for Grounding Connection, Complete With Hot-Dip Galvanized Nuts & Bolts.
1612 | EARTHING | SS-40-04 | ERELS12 | Cross Tape Clamp | 70mm2 to Earth Rod | 8 | 0 | 0 | 0 | 8 | Conductor Clamp (Earth Rod Clamp), Phosphor Bronze or Copper Silicon, Suitable for Connection of Grounding Conductor to Earth Rod, Complete With Sufficient Hot-Dip galvanized Nuts & Bolts.
1613 | EARTHING | SS-40-04 | ERELS18 | Cross Tape Clamp | 300mm2 to Earth Rod | 19 | 0 | 0 | 0 | 19 | Conductor Clamp (Earth Rod Clamp), Phosphor Bronze or Copper Silicon, Suitable for Connection of Grounding Conductor to Earth Rod, Complete With Sufficient Hot-Dip galvanized Nuts & Bolts.
1614 | EARTHING | SS-40-04 | ERELS14 | Cross Tape Clamp | 120mm2 to Earth Rod | 3 | 0 | 0 | 0 | 3 | Conductor Clamp (Earth Rod Clamp), Phosphor Bronze or Copper Silicon, Suitable for Connection of Grounding Conductor to Earth Rod, Complete With Sufficient Hot-Dip galvanized Nuts & Bolts.
1615 | EARTHING | SS-40-04 | ERED3030 | Cross Tape Clamp | - | 20 | 0 | 0 | 0 | 20 | Cross Tape Connection Clamp, Suitable for 25x3mm Flat Bare Copper Tape
1616 | EARTHING | SS-40-04 | EREA7 | EARTHING BUS-BAR | - | 33 | 0 | 0 | 0 | 33 | Earthing Bus-bar, Copper Strip, 500x50x5 mm, Complete with 2 Insulators, Fixing Support, with 10 Holes (M12) & All Necessary Materials for Installation, Complete with Hot-Dip Galvanized Nuts & Bolts.
1617 | EARTHING | SS-40-04 | EREGDD | Earthing Rod | - | 22 | 0 | 0 | 0 | 22 | Earthing Rod, Extensible, High Resistant to Corrosion, High Tensile Strength, Steel Core, with Pure Electrolyte Copper Molecularly Bonded, 20 mm Diameter, 2x1500 mm Length, Threaded at Both Ends for Fixing Driving Heads, Couplings or Tip. Complete with Hardened Steel Driving Head, Phosphor Bronze or Copper Silicon Coupling & Steel Tip.
1618 | EARTHING | SS-40-04 | EREJ8 | Flat Bare Copper Tape | 25*3 | 500 | 0 | 0 | 0 | 500 | Flat Bare Copper Tape, 25x3mm for Lightning System
1619 | EARTHING | SS-40-04 | EREFF30 | Flexible Copper Braid | - | 40 | 0 | 0 | 0 | 40 | Flexible Copper Braid (Earth Bonds), with 300mm length, 25mm width and 3mm thickness.
1620 | EARTHING | SS-40-04 | EREKT0818 | Mould | 300/16mm | 1 | 1 | 0 | 1 | 0 | Graphite Mould for Tee Joint of Conductors with Handle Clamp (Each one suitable for 40 No. connection based on vendor recommendation) |  | XX/XX (size of conductor) Tap Conductor/Main Conductor
1621 | EARTHING | SS-40-04 | EREKT1018 | Mould | 300/35mm | 1 | 1 | 0 | 1 | 0 | Graphite Mould for Tee Joint of Conductors with Handle Clamp (Each one suitable for 40 No. connection based on vendor recommendation) |  | XX/XX (size of conductor) Tap Conductor/Main Conductor
1622 | EARTHING | SS-40-04 | EREKT1218 | Mould | 300/70mm | 1 | 1 | 0 | 1 | 0 | Graphite Mould for Tee Joint of Conductors with Handle Clamp (Each one suitable for 40 No. connection based on vendor recommendation) |  | XX/XX(size of conductor)Tap Conductor/Main Conductor
1623 | EARTHING | SS-40-04 | EREKT1418 | Mould | 120/300 | 1 | 0 | 0 | 0 | 1 | Graphite Mould for Tee Joint of Conductors with Handle Clamp (Each one suitable for 40 No. connection based on vendor recommendation) |  | XX/XX (size of conductor) Tap Conductor/Main Conductor
1624 | EARTHING | SS-40-04 | EREKT1818 | Mould | 300/300mm | 1 | 1 | 0 | 1 | 0 | Graphite Mould for Tee Joint of Conductors with Handle Clamp (Each one suitable for 40 No. connection based on vendor recommendation) |  | XX/XX (size of conductor) Tap Conductor/Main Conductor
1625 | EARTHING | SS-40-04 | ERERTT | Necessary tools | - | 1 | 1 | 0 | 1 | 0 | Necessary tools, Including Gloves & Glasses, Scraper Tool, Torch, Flint Gun, Cleaning tools (Mould brush, card brush, etc.)
1626 | EARTHING | SS-40-04 | EREMHX | PIT | 40*40*60cm | 20 | 0 | 0 | 0 | 20 | Concrete Inspection Pit, Reinforced type, Squared shape, 400mm(L) x 400mm(W) x 600mm(D) with Test Link.
1627 | EARTHING | SS-40-04 | ERELB22 | Tape Clip | - | 450 | 0 | 0 | 0 | 450 | Tape Clip, Copper or high strength Copper Alloy, Corrosion Resistant and High Mechanical Strength, Suitable for Fixing 25x3mm Flat Bare Copper Tape, with Bolts for Fittings.
1628 | EARTHING | SS-40-04 | EREP3012 | Test Joint | - | 8 | 0 | 0 | 0 | 8 | Lightning Test Joint, Suitable for Connection Between 25x3mm Flat Bare Copper Tape Down Conductor and 70mm2 grounding cable.
1629 | EARTHING | SS-40-04 | EREKU0818 | Welding Powder Cartridges | 16/300 | 25 | 0 | 0 | 0 | 25 | Welding Powder Cartridges, for Tee Joint of Conductors (including Welding Powder, Retaining Discs, Starting Powder, Quick Starter, Sleeves (If Required), and other necessary tools)
1630 | EARTHING | SS-40-04 | EREKU1018 | Welding Powder Cartridges | 35/300 | 22 | 0 | 0 | 0 | 22 | Welding Powder Cartridges, for Tee Joint of Conductors (including Welding Powder, Retaining Discs, Starting Powder, Quick Starter, Sleeves (If Required), and other necessary tools)
1631 | EARTHING | SS-40-04 | EREKU1218 | Welding Powder Cartridges | 70/300 | 30 | 0 | 0 | 0 | 30 | Welding Powder Cartridges, for Tee Joint of Conductors (including Welding Powder, Retaining Discs, Starting Powder, Quick Starter, Sleeves (If Required), and other necessary tools)
1632 | EARTHING | SS-40-04 | EREKU1418 | Welding Powder | 300/120mm | 5 | 5 | 0 | 5 | 0 | Welding Powder Cartridges, for Tee Joint of Conductors (including Welding Powder, Retaining Discs, Starting Powder, Quick Starter, Sleeves (If Required), and other necessary tools)
1633 | EARTHING | SS-40-04 | EREKU1818 | Welding Powder Cartridges | 300/300 | 25 | 0 | 0 | 0 | 25 | Welding Powder Cartridges, for Tee Joint of Conductors (including Welding Powder, Retaining Discs, Starting Powder, Quick Starter, Sleeves (If Required), and other necessary tools)
1634 | EARTHING | SS-40-04 | EREVTP | Wrapping Tape | - | By Vendor | 0 | 0 | 0 | #VALUE! | Wrapping Tape, PVC Green-Yellow Adhesive Tape for Sealing of Exothermic Welding Joints, In Reel of 20 m Length.
1635 | EARTHING | SS-40-05 | ERENCN | AIR ROD | 0.5m | 58 | 58 | 0 | 58 | 0 | Lightning Air Rod, Nickel Chrome coated Copper, Minimum 500mm length and 16mm Diameter.
1636 | EARTHING | SS-40-05 | EREUGD | Air Rod Base Plate | - | 58 | 0 | 0 | 0 | 58 | Air Rod Base Plate, Suitable for 16mm Diameter Air Rod and 25x3mm Flat Bare Copper Tape.
1637 | EARTHING | SS-40-05 | ERELB12 | Cable Clip | - | 26 | 0 | 0 | 0 | 26 | Cable Clip, Copper or high strength Copper Alloy, Corrosion Resistant and High Mechanical Strength, Suitable for Fixing Conductor Size 70 mm2, with Bolts for Fittings.
1638 | EARTHING | SS-40-05 | ERECC0308 | CABLE LUG | 16mm2/M10 | 25 | 0 | 0 | 0 | 25 | Compression Cable Lug, Tinned Copper Type with Bolt, Nut, one Spring Washer & One Flat Washer, Suitable for Grounding Connection, Complete With Hot-Dip Galvanized Nuts & Bolts.
1639 | EARTHING | SS-40-05 | ERECC0510 | Bolt | M10*30 | 130 | 130 | 0 | 130 | 0 | Compression Cable Lug, Tinned Copper Type with Bolt, Nut, one Spring Washer & One Flat Washer, Suitable for Grounding Connection, Complete With Hot-Dip Galvanized Nuts & Bolts.
1640 | EARTHING | SS-40-05 | ERECC0512 | CABLE LUG | 70mm2/M12 | 90 | 0 | 0 | 0 | 90 | Compression Cable Lug, Tinned Copper Type with Bolt, Nut, one Spring Washer & One Flat Washer, Suitable for Grounding Connection, Complete With Hot-Dip Galvanized Nuts & Bolts.
1641 | EARTHING | SS-40-05 | ERECC0514 | CABLE LUG | 120mm2/M12 | 3 | 0 | 0 | 0 | 3 | Compression Cable Lug, Tinned Copper Type with Bolt, Nut, one Spring Washer & One Flat Washer, Suitable for Grounding Connection, Complete With Hot-Dip Galvanized Nuts & Bolts.
1642 | EARTHING | SS-40-05 | ERECC0516 | CABLE LUG | 185mm2/M12 | 34 | 0 | 0 | 0 | 34 | Compression Cable Lug, Tinned Copper Type with Bolt, Nut, one Spring Washer & One Flat Washer, Suitable for Grounding Connection, Complete With Hot-Dip Galvanized Nuts & Bolts.
1643 | EARTHING | SS-40-05 | ERECC0718 | CABLE LUG | 300mm2/M16 | 45 | 0 | 0 | 0 | 45 | Compression Cable Lug, Tinned Copper Type with Bolt, Nut, one Spring Washer & One Flat Washer, Suitable for Grounding Connection, Complete With Hot-Dip Galvanized Nuts & Bolts.
1644 | EARTHING | SS-40-05 | ERELS12 | Cross Tape Clamp | 70mm2 to Earth Rod | 7 | 0 | 0 | 0 | 7 | Conductor Clamp (Earth Rod Clamp), Phosphor Bronze or Copper Silicon, Suitable for Connection of Grounding Conductor to Earth Rod, Complete With Sufficient Hot-Dip galvanized Nuts & Bolts.
1645 | EARTHING | SS-40-05 | ERELS18 | Cross Tape Clamp | 300mm2 to Earth Rod | 20 | 0 | 0 | 0 | 20 | Conductor Clamp (Earth Rod Clamp), Phosphor Bronze or Copper Silicon, Suitable for Connection of Grounding Conductor to Earth Rod, Complete With Sufficient Hot-Dip galvanized Nuts & Bolts.
1646 | EARTHING | SS-40-05 | ERELS14 | Cross Tape Clamp | 120mm2 to Earth Rod | 3 | 0 | 0 | 0 | 3 | Conductor Clamp (Earth Rod Clamp), Phosphor Bronze or Copper Silicon, Suitable for Connection of Grounding Conductor to Earth Rod, Complete With Sufficient Hot-Dip galvanized Nuts & Bolts.
1647 | EARTHING | SS-40-05 | ERED3030 | Cross Tape Clamp | - | 23 | 0 | 0 | 0 | 23 | Cross Tape Connection Clamp, Suitable for 25x3mm Flat Bare Copper Tape
1648 | EARTHING | SS-40-05 | EREA7 | EARTHING BUS-BAR | - | 31 | 0 | 0 | 0 | 31 | Earthing Bus-bar, Copper Strip, 500x50x5 mm, Complete with 2 Insulators, Fixing Support, with 10 Holes (M12) & All Necessary Materials for Installation, Complete with Hot-Dip Galvanized Nuts & Bolts.
1649 | EARTHING | SS-40-05 | EREGDD | Earthing Rod | - | 26 | 0 | 0 | 0 | 26 | Earthing Rod, Extensible, High Resistant to Corrosion, High Tensile Strength, Steel Core, with Pure Electrolyte Copper Molecularly Bonded, 20 mm Diameter, 2x1500 mm Length, Threaded at Both Ends for Fixing Driving Heads, Couplings or Tip. Complete with Hardened Steel Driving Head, Phosphor Bronze or Copper Silicon Coupling & Steel Tip.
1650 | EARTHING | SS-40-05 | EREJ8 | Flat Bare Copper Tape | 25*3 | 500 | 0 | 0 | 0 | 500 | Flat Bare Copper Tape, 25x3mm for Lightning System
1651 | EARTHING | SS-40-05 | EREFF30 | Flexible Copper Braid | - | 45 | 0 | 0 | 0 | 45 | Flexible Copper Braid (Earth Bonds), with 300mm length, 25mm width and 3mm thickness.
1652 | EARTHING | SS-40-05 | EREKT0818 | Mould | 300/16mm | 1 | 1 | 0 | 1 | 0 | Graphite Mould for Tee Joint of Conductors with Handle Clamp (Each one suitable for 40 No. connection based on vendor recommendation) |  | XX/XX (size of conductor) Tap Conductor/Main Conductor
1653 | EARTHING | SS-40-05 | EREKT1018 | Mould | 300/35mm | 1 | 1 | 0 | 1 | 0 | Graphite Mould for Tee Joint of Conductors with Handle Clamp (Each one suitable for 40 No. connection based on vendor recommendation) |  | XX/XX (size of conductor) Tap Conductor/Main Conductor
1654 | EARTHING | SS-40-05 | EREKT1218 | Mould | 300/70mm | 1 | 1 | 0 | 1 | 0 | Graphite Mould for Tee Joint of Conductors with Handle Clamp (Each one suitable for 40 No. connection based on vendor recommendation) |  | XX/XX(size of conductor)Tap Conductor/Main Conductor
1655 | EARTHING | SS-40-05 | EREKT1418 | Mould | 120/300 | 1 | 0 | 0 | 0 | 1 | Graphite Mould for Tee Joint of Conductors with Handle Clamp (Each one suitable for 40 No. connection based on vendor recommendation) |  | XX/XX (size of conductor) Tap Conductor/Main Conductor
1656 | EARTHING | SS-40-05 | EREKT1618 | Mould | 300/185mm | 1 | 1 | 0 | 1 | 0 | Graphite Mould for Tee Joint of Conductors with Handle Clamp (Each one suitable for 40 No. connection based on vendor recommendation) |  | XX/XX(size of conductor)Tap Conductor/Main Conductor
1657 | EARTHING | SS-40-05 | EREKT1818 | Mould | 300/300mm | 1 | 1 | 0 | 1 | 0 | Graphite Mould for Tee Joint of Conductors with Handle Clamp (Each one suitable for 40 No. connection based on vendor recommendation) |  | XX/XX (size of conductor) Tap Conductor/Main Conductor
1658 | EARTHING | SS-40-05 | ERERTT | Necessary tools | - | 1 | 1 | 0 | 1 | 0 | Necessary tools, Including Gloves & Glasses, Scraper Tool, Torch, Flint Gun, Cleaning tools (Mould brush, card brush, etc.)
1659 | EARTHING | SS-40-05 | EREMHX | PIT | 40*40*60cm | 25 | 25 | 0 | 25 | 0 | Concrete Inspection Pit, Reinforced type, Squared shape, 400mm(L) x 400mm(W) x 600mm(D) with Test Link.
1660 | EARTHING | SS-40-05 | ERELB22 | Tape Clip | - | 500 | 0 | 0 | 0 | 500 | Tape Clip, Copper or high strength Copper Alloy, Corrosion Resistant and High Mechanical Strength, Suitable for Fixing 25x3mm Flat Bare Copper Tape, with Bolts for Fittings.
1661 | EARTHING | SS-40-05 | EREP3012 | Test Joint | - | 7 | 0 | 0 | 0 | 7 | Lightning Test Joint, Suitable for Connection Between 25x3mm Flat Bare Copper Tape Down Conductor and 70mm2 grounding cable.
1662 | EARTHING | SS-40-05 | EREKU0818 | Welding Powder Cartridges | 16/300 | 20 | 0 | 0 | 0 | 20 | Welding Powder Cartridges, for Tee Joint of Conductors (including Welding Powder, Retaining Discs, Starting Powder, Quick Starter, Sleeves (If Required), and other necessary tools)
1663 | EARTHING | SS-40-05 | EREKU1018 | Welding Powder Cartridges | 35/300 | 25 | 0 | 0 | 0 | 25 | Welding Powder Cartridges, for Tee Joint of Conductors (including Welding Powder, Retaining Discs, Starting Powder, Quick Starter, Sleeves (If Required), and other necessary tools)
1664 | EARTHING | SS-40-05 | EREKU1218 | Welding Powder Cartridges | 70/300 | 25 | 0 | 0 | 0 | 25 | Welding Powder Cartridges, for Tee Joint of Conductors (including Welding Powder, Retaining Discs, Starting Powder, Quick Starter, Sleeves (If Required), and other necessary tools)
1665 | EARTHING | SS-40-05 | EREKU1418 | Welding Powder | 300/120mm | 5 | 5 | 0 | 5 | 0 | Welding Powder Cartridges, for Tee Joint of Conductors (including Welding Powder, Retaining Discs, Starting Powder, Quick Starter, Sleeves (If Required), and other necessary tools)
1666 | EARTHING | SS-40-05 | EREKU1618 | Welding Powder | 300/185mm | 10 | 10 | 0 | 10 | 0 | Welding Powder Cartridges, for Tee Joint of Conductors (including Welding Powder, Retaining Discs, Starting Powder, Quick Starter, Sleeves (If Required), and other necessary tools)
1667 | EARTHING | SS-40-05 | EREKU1818 | Welding Powder Cartridges | 300/300 | 15 | 0 | 0 | 0 | 15 | Welding Powder Cartridges, for Tee Joint of Conductors (including Welding Powder, Retaining Discs, Starting Powder, Quick Starter, Sleeves (If Required), and other necessary tools)
1668 | EARTHING | SS-40-05 | EREVTP | Wrapping Tape | - | By Vendor | 0 | 0 | 0 | #VALUE! | Wrapping Tape, PVC Green-Yellow Adhesive Tape for Sealing of Exothermic Welding Joints, In Reel of 20 m Length.
1669 | EARTHING | SS-40-09 | ERENCN | AIR ROD | 0.5m | 58 | 58 | 0 | 58 | 0 | Lightning Air Rod, Nickel Chrome coated Copper, Minimum 500mm length and 16mm Diameter.
1670 | EARTHING | SS-40-09 | EREUGD | Air Rod Base Plate | - | 59 | 0 | 0 | 0 | 59 | Air Rod Base Plate, Suitable for 16mm Diameter Air Rod and 25x3mm Flat Bare Copper Tape.
1671 | EARTHING | SS-40-09 | ERELB12 | Cable Clip | - | 13 | 0 | 0 | 0 | 13 | Cable Clip, Copper or high strength Copper Alloy, Corrosion Resistant and High Mechanical Strength, Suitable for Fixing Conductor Size 70 mm2, with Bolts for Fittings.
1672 | EARTHING | SS-40-09 | ERECC0308 | CABLE LUG | 16mm2/M10 | 25 | 0 | 0 | 0 | 25 | Compression Cable Lug, Tinned Copper Type with Bolt, Nut, one Spring Washer & One Flat Washer, Suitable for Grounding Connection, Complete With Hot-Dip Galvanized Nuts & Bolts.
1673 | EARTHING | SS-40-09 | ERECC0510 | Bolt | M10*30 | 148 | 148 | 0 | 148 | 0 | Compression Cable Lug, Tinned Copper Type with Bolt, Nut, one Spring Washer & One Flat Washer, Suitable for Grounding Connection, Complete With Hot-Dip Galvanized Nuts & Bolts.
1674 | EARTHING | SS-40-09 | ERECC0512 | CABLE LUG | 70mm2/M12 | 91 | 0 | 0 | 0 | 91 | Compression Cable Lug, Tinned Copper Type with Bolt, Nut, one Spring Washer & One Flat Washer, Suitable for Grounding Connection, Complete With Hot-Dip Galvanized Nuts & Bolts.
1675 | EARTHING | SS-40-09 | ERECC0514 | CABLE LUG | 120mm2/M12 | 3 | 0 | 0 | 0 | 3 | Compression Cable Lug, Tinned Copper Type with Bolt, Nut, one Spring Washer & One Flat Washer, Suitable for Grounding Connection, Complete With Hot-Dip Galvanized Nuts & Bolts.
1676 | EARTHING | SS-40-09 | ERECC0516 | CABLE LUG | 185mm2/M12 | 26 | 0 | 0 | 0 | 26 | Compression Cable Lug, Tinned Copper Type with Bolt, Nut, one Spring Washer & One Flat Washer, Suitable for Grounding Connection, Complete With Hot-Dip Galvanized Nuts & Bolts.
1677 | EARTHING | SS-40-09 | ERECC0718 | CABLE LUG | 300mm2/M16 | 64 | 0 | 0 | 0 | 64 | Compression Cable Lug, Tinned Copper Type with Bolt, Nut, one Spring Washer & One Flat Washer, Suitable for Grounding Connection, Complete With Hot-Dip Galvanized Nuts & Bolts.
1678 | EARTHING | SS-40-09 | ERELS12 | Cross Tape Clamp | 70mm2 to Earth Rod | 7 | 0 | 0 | 0 | 7 | Conductor Clamp (Earth Rod Clamp), Phosphor Bronze or Copper Silicon, Suitable for Connection of Grounding Conductor to Earth Rod, Complete With Sufficient Hot-Dip galvanized Nuts & Bolts.
1679 | EARTHING | SS-40-09 | ERELS18 | Cross Tape Clamp | 300mm2 to Earth Rod | 24 | 0 | 0 | 0 | 24 | Conductor Clamp (Earth Rod Clamp), Phosphor Bronze or Copper Silicon, Suitable for Connection of Grounding Conductor to Earth Rod, Complete With Sufficient Hot-Dip galvanized Nuts & Bolts.
1680 | EARTHING | SS-40-09 | ERELS14 | Cross Tape Clamp | 120mm2 to Earth Rod | 3 | 0 | 0 | 0 | 3 | Conductor Clamp (Earth Rod Clamp), Phosphor Bronze or Copper Silicon, Suitable for Connection of Grounding Conductor to Earth Rod, Complete With Sufficient Hot-Dip galvanized Nuts & Bolts.
1681 | EARTHING | SS-40-09 | ERED3030 | Cross Tape Clamp | - | 23 | 0 | 0 | 0 | 23 | Cross Tape Connection Clamp, Suitable for 25x3mm Flat Bare Copper Tape
1682 | EARTHING | SS-40-09 | EREA7 | EARTHING BUS-BAR | - | 37 | 0 | 0 | 0 | 37 | Earthing Bus-bar, Copper Strip, 500x50x5 mm, Complete with 2 Insulators, Fixing Support, with 10 Holes (M12) & All Necessary Materials for Installation, Complete with Hot-Dip Galvanized Nuts & Bolts.
1683 | EARTHING | SS-40-09 | EREGDD | Earthing Rod | - | 27 | 0 | 0 | 0 | 27 | Earthing Rod, Extensible, High Resistant to Corrosion, High Tensile Strength, Steel Core, with Pure Electrolyte Copper Molecularly Bonded, 20 mm Diameter, 2x1500 mm Length, Threaded at Both Ends for Fixing Driving Heads, Couplings or Tip. Complete with Hardened Steel Driving Head, Phosphor Bronze or Copper Silicon Coupling & Steel Tip.
1684 | EARTHING | SS-40-09 | EREJ8 | Flat Bare Copper Tape | 25*3 | 500 | 0 | 0 | 0 | 500 | Flat Bare Copper Tape, 25x3mm for Lightning System
1685 | EARTHING | SS-40-09 | EREFF30 | Flexible Copper Braid | - | 45 | 0 | 0 | 0 | 45 | Flexible Copper Braid (Earth Bonds), with 300mm length, 25mm width and 3mm thickness.
1686 | EARTHING | SS-40-09 | EREKT0818 | Mould | 300/16mm | 1 | 1 | 0 | 1 | 0 | Graphite Mould for Tee Joint of Conductors with Handle Clamp (Each one suitable for 40 No. connection based on vendor recommendation) |  | XX/XX (size of conductor) Tap Conductor/Main Conductor
1687 | EARTHING | SS-40-09 | EREKT1018 | Mould | 300/35mm | 1 | 1 | 0 | 1 | 0 | Graphite Mould for Tee Joint of Conductors with Handle Clamp (Each one suitable for 40 No. connection based on vendor recommendation) |  | XX/XX (size of conductor) Tap Conductor/Main Conductor
1688 | EARTHING | SS-40-09 | EREKT1218 | Mould | 300/70mm | 1 | 1 | 0 | 1 | 0 | Graphite Mould for Tee Joint of Conductors with Handle Clamp (Each one suitable for 40 No. connection based on vendor recommendation) |  | XX/XX(size of conductor)Tap Conductor/Main Conductor
1689 | EARTHING | SS-40-09 | EREKT1418 | Mould | 120/300 | 1 | 0 | 0 | 0 | 1 | Graphite Mould for Tee Joint of Conductors with Handle Clamp (Each one suitable for 40 No. connection based on vendor recommendation) |  | XX/XX (size of conductor) Tap Conductor/Main Conductor
1690 | EARTHING | SS-40-09 | EREKT1618 | Mould | 300/185mm | 1 | 1 | 0 | 1 | 0 | Graphite Mould for Tee Joint of Conductors with Handle Clamp (Each one suitable for 40 No. connection based on vendor recommendation) |  | XX/XX(size of conductor)Tap Conductor/Main Conductor
1691 | EARTHING | SS-40-09 | EREKT1818 | Mould | 300/300mm | 1 | 1 | 0 | 1 | 0 | Graphite Mould for Tee Joint of Conductors with Handle Clamp (Each one suitable for 40 No. connection based on vendor recommendation) |  | XX/XX (size of conductor) Tap Conductor/Main Conductor
1692 | EARTHING | SS-40-09 | ERERTT | Necessary tools | - | 2 | 2 | 0 | 2 | 0 | Necessary tools, Including Gloves & Glasses, Scraper Tool, Torch, Flint Gun, Cleaning tools (Mould brush, card brush, etc.)
1693 | EARTHING | SS-40-09 | EREMHX | PIT | 40*40*60cm | 27 | 27 | 0 | 27 | 0 | Concrete Inspection Pit, Reinforced type, Squared shape, 400mm(L) x 400mm(W) x 600mm(D) with Test Link.
1694 | EARTHING | SS-40-09 | ERELB22 | Tape Clip | - | 605 | 0 | 0 | 0 | 605 | Tape Clip, Copper or high strength Copper Alloy, Corrosion Resistant and High Mechanical Strength, Suitable for Fixing 25x3mm Flat Bare Copper Tape, with Bolts for Fittings.
1695 | EARTHING | SS-40-09 | EREP3012 | Test Joint | - | 7 | 0 | 0 | 0 | 7 | Lightning Test Joint, Suitable for Connection Between 25x3mm Flat Bare Copper Tape Down Conductor and 70mm2 grounding cable.
1696 | EARTHING | SS-40-09 | EREKU0818 | Welding Powder Cartridges | 16/300 | 13 | 0 | 0 | 0 | 13 | Welding Powder Cartridges, for Tee Joint of Conductors (including Welding Powder, Retaining Discs, Starting Powder, Quick Starter, Sleeves (If Required), and other necessary tools)
1697 | EARTHING | SS-40-09 | EREKU1018 | Welding Powder Cartridges | 35/300 | 29 | 0 | 0 | 0 | 29 | Welding Powder Cartridges, for Tee Joint of Conductors (including Welding Powder, Retaining Discs, Starting Powder, Quick Starter, Sleeves (If Required), and other necessary tools)
1698 | EARTHING | SS-40-09 | EREKU1218 | Welding Powder Cartridges | 70/300 | 32 | 0 | 0 | 0 | 32 | Welding Powder Cartridges, for Tee Joint of Conductors (including Welding Powder, Retaining Discs, Starting Powder, Quick Starter, Sleeves (If Required), and other necessary tools)
1699 | EARTHING | SS-40-09 | EREKU1418 | Welding Powder | 300/120mm | 3 | 3 | 0 | 3 | 0 | Welding Powder Cartridges, for Tee Joint of Conductors (including Welding Powder, Retaining Discs, Starting Powder, Quick Starter, Sleeves (If Required), and other necessary tools)
1700 | EARTHING | SS-40-09 | EREKU1618 | Welding Powder | 300/185mm | 3 | 3 | 0 | 3 | 0 | Welding Powder Cartridges, for Tee Joint of Conductors (including Welding Powder, Retaining Discs, Starting Powder, Quick Starter, Sleeves (If Required), and other necessary tools)
1701 | EARTHING | SS-40-09 | EREKU1818 | Welding Powder Cartridges | 300/300 | 16 | 0 | 0 | 0 | 16 | Welding Powder Cartridges, for Tee Joint of Conductors (including Welding Powder, Retaining Discs, Starting Powder, Quick Starter, Sleeves (If Required), and other necessary tools)
1702 | EARTHING | SS-40-09 | EREVTP | Wrapping Tape | - | By Vendor | 0 | 0 | 0 | #VALUE! | Wrapping Tape, PVC Green-Yellow Adhesive Tape for Sealing of Exothermic Welding Joints, In Reel of 20 m Length.
1703 | GLAND | 20 | EPSE04EAAA6FN2T3 | CABLE GLAND | 25mm | 5 | 0 | 0 | 0 | 5 | Cable Glands, Made of Nickel Plated Brass, Exd IIB, IP65, ISO Threaded, C/W Sealing of Inner Sheath and Outer Sheath, Clamping of the Single Wire Armour, Sealing Washer and Lock Nut, Suitable for CU/XLPE/LSH/SWA/PVC Cable, with Earth Tag and Black Color PVC Shroud, According to the IEC 62444, IEC 60529.
1704 | GLAND | 20 | EPSE05EAAA6FN2T3 | CABLE GLAND | 32mm | 9 | 0 | 0 | 0 | 9 | Cable Glands, Made of Nickel Plated Brass, Exd IIB, IP65, ISO Threaded, C/W Sealing of Inner Sheath and Outer Sheath, Clamping of the Single Wire Armour, Sealing Washer and Lock Nut, Suitable for CU/XLPE/LSH/SWA/PVC Cable, with Earth Tag and Black Color PVC Shroud, According to the IEC 62444, IEC 60529.
1705 | GLAND | 20 | EPSE11EAAA6FN2T3 | CABLE GLAND | 75mm | 7 | 2 | 0 | 2 | 5 | Cable Glands, Made of Nickel Plated Brass, Exd IIB, IP65, ISO Threaded, C/W Sealing of Inner Sheath and Outer Sheath, Clamping of the Single Wire Armour, Sealing Washer and Lock Nut, Suitable for CU/XLPE/LSH/SWA/PVC Cable, with Earth Tag and Black Color PVC Shroud, According to the IEC 62444, IEC 60529.
1706 | GLAND | 20 | EPSE04EAAI6FN000 | CABLE GLAND | 25mm | 22 | 22 | 0 | 22 | 0 | Cable Glands, Made of Nickel Plated Brass, Industrial Type, IP65, ISO Threaded, C/W Sealing of Inner Sheath and Outer Sheath, Clamping of the Single Wire Armour, Sealing Washer and Lock Nut, Suitable for CU/XLPE/LSH/SWA/PVC Cable, with Earth Tag and Black Color PVC Shroud, According to the IEC 62444, IEC 60529.
1707 | GLAND | 20 | EPSE05EAAI6FN000 | CABLE GLAND | 32mm | 20 | 10 | 0 | 10 | 10 | Cable Glands, Made of Nickel Plated Brass, Industrial Type, IP65, ISO Threaded, C/W Sealing of Inner Sheath and Outer Sheath, Clamping of the Single Wire Armour, Sealing Washer and Lock Nut, Suitable for CU/XLPE/LSH/SWA/PVC Cable, with Earth Tag and Black Color PVC Shroud, According to the IEC 62444, IEC 60529. |  | Related to site shortage
1708 | GLAND | 20 | EPSE06EAAI6FN000 | CABLE GLAND | 40mm | 14 | 11 | 0 | 11 | 3 | Cable Glands, Made of Nickel Plated Brass, Industrial Type, IP65, ISO Threaded, C/W Sealing of Inner Sheath and Outer Sheath, Clamping of the Single Wire Armour, Sealing Washer and Lock Nut, Suitable for CU/XLPE/LSH/SWA/PVC Cable, with Earth Tag and Black Color PVC Shroud, According to the IEC 62444, IEC 60529. |  | Related to site shortage
1709 | GLAND | 20 | EPSE07EAAI6FN000 | CABLE GLAND | 50mm | 13 | 0 | 0 | 0 | 13 | Cable Glands, Made of Nickel Plated Brass, Industrial Type, IP65, ISO Threaded, C/W Sealing of Inner Sheath and Outer Sheath, Clamping of the Single Wire Armour, Sealing Washer and Lock Nut, Suitable for CU/XLPE/LSH/SWA/PVC Cable, with Earth Tag and Black Color PVC Shroud, According to the IEC 62444, IEC 60529. |  | Related to site shortage
1710 | GLAND | 20 | EPSE08EAAI6FN000 | CABLE GLAND | 63mm | 3 | 3 | 0 | 3 | 0 | Cable Glands, Made of Nickel Plated Brass, Industrial Type, IP65, ISO Threaded, C/W Sealing of Inner Sheath and Outer Sheath, Clamping of the Single Wire Armour, Sealing Washer and Lock Nut, Suitable for CU/XLPE/LSH/SWA/PVC Cable, with Earth Tag and Black Color PVC Shroud, According to the IEC 62444, IEC 60529.
1711 | GLAND | 20 | EPSE11EAAI6FN000 | CABLE GLAND | 75mm | 7 | 7 | 0 | 7 | 0 | Cable Glands, Made of Nickel Plated Brass, Industrial Type, IP65, ISO Threaded, C/W Sealing of Inner Sheath and Outer Sheath, Clamping of the Single Wire Armour, Sealing Washer and Lock Nut, Suitable for CU/XLPE/LSH/SWA/PVC Cable, with Earth Tag and Black Color PVC Shroud, According to the IEC 62444, IEC 60529.
1712 | GLAND | 35 | EPSE04EAAA6FN2T3 | CABLE GLAND | 25mm | 17 | 17 | 0 | 17 | 0 | Cable Glands, Made of Nickel Plated Brass, Exd IIB, IP65, ISO threaded, C/W Sealing of inner sheath and Outer sheath, Clamping of the single wire armour, Sealing Washer and Lock Nut, suitable for CU/XLPE/LSH/SWA/PVC cable, with Earth Tag and black color PVC shroud, According to the IEC 62444, IEC 60529.
1713 | GLAND | 35 | EPSE05EAAA6FN2T3 | CABLE GLAND | 32mm | 35 | 35 | 0 | 35 | 0 | Cable Glands, Made of Nickel Plated Brass, Exd IIB, IP65, ISO threaded, C/W Sealing of inner sheath and Outer sheath, Clamping of the single wire armour, Sealing Washer and Lock Nut, suitable for CU/XLPE/LSH/SWA/PVC cable, with Earth Tag and black color PVC shroud, According to the IEC 62444, IEC 60529.
1714 | GLAND | 35 | EPSE06EAAA6FN2T3 | CABLE GLAND | 40mm | 16 | 16 | 0 | 16 | 0 | Cable Glands, Made of Nickel Plated Brass, Exd IIB, IP65, ISO threaded, C/W Sealing of inner sheath and Outer sheath, Clamping of the single wire armour, Sealing Washer and Lock Nut, suitable for CU/XLPE/LSH/SWA/PVC cable, with Earth Tag and black color PVC shroud, According to the IEC 62444, IEC 60529.
1715 | GLAND | 35 | EPSE07EAAA6FN2T3 | CABLE GLAND | 50mm | 5 | 5 | 0 | 5 | 0 | Cable Glands, Made of Nickel Plated Brass, Exd IIB, IP65, ISO threaded, C/W Sealing of inner sheath and Outer sheath, Clamping of the single wire armour, Sealing Washer and Lock Nut, suitable for CU/XLPE/LSH/SWA/PVC cable, with Earth Tag and black color PVC shroud, According to the IEC 62444, IEC 60529.
1716 | GLAND | 35 | EPSE08EAAA6FN2T3 | CABLE GLAND | 63mm | 1 | 1 | 0 | 1 | 0 | Cable Glands, Made of Nickel Plated Brass, Exd IIB, IP65, ISO threaded, C/W Sealing of inner sheath and Outer sheath, Clamping of the single wire armour, Sealing Washer and Lock Nut, suitable for CU/XLPE/LSH/SWA/PVC cable, with Earth Tag and black color PVC shroud, According to the IEC 62444, IEC 60529.
1717 | GLAND | 35 | EPSE11EAAA6FN2T3 | CABLE GLAND | 75mm | 1 | 1 | 0 | 1 | 0 | Cable Glands, Made of Nickel Plated Brass, Exd IIB, IP65, ISO threaded, C/W Sealing of inner sheath and Outer sheath, Clamping of the single wire armour, Sealing Washer and Lock Nut, suitable for CU/XLPE/LSH/SWA/PVC cable, with Earth Tag and black color PVC shroud, According to the IEC 62444, IEC 60529.
1718 | GLAND | 35 | EPSE04EAAA6FN3T3 | CABLE GLAND | 25mm | 5 | 5 | 0 | 5 | 0 | Cable Glands, Made of Nickel Plated Brass, Exd IIC, IP65, ISO threaded, C/W Sealing of inner sheath and Outer sheath, Clamping of the single wire armour, Sealing Washer and Lock Nut, suitable for CU/XLPE/LSH/SWA/PVC cable, with Earth Tag and black color PVC shroud, According to the IEC 62444, IEC 60529.
1719 | GLAND | 35 | EPSE05EAAA6FN3T3 | CABLE GLAND | 32mm | 2 | 2 | 0 | 2 | 0 | Cable Glands, Made of Nickel Plated Brass, Exd IIC, IP65, ISO threaded, C/W Sealing of inner sheath and Outer sheath, Clamping of the single wire armour, Sealing Washer and Lock Nut, suitable for CU/XLPE/LSH/SWA/PVC cable, with Earth Tag and black color PVC shroud, According to the IEC 62444, IEC 60529.
1720 | GLAND | 35 | EPSE06EAAA6FN3T3 | CABLE GLAND | 40mm | 2 | 2 | 0 | 2 | 0 | Cable Glands, Made of Nickel Plated Brass, Exd IIC, IP65, ISO threaded, C/W Sealing of inner sheath and Outer sheath, Clamping of the single wire armour, Sealing Washer and Lock Nut, suitable for CU/XLPE/LSH/SWA/PVC cable, with Earth Tag and black color PVC shroud, According to the IEC 62444, IEC 60529.
1721 | GLAND | 35 | EPSE07EAAA6FN3T3 | CABLE GLAND | 50mm | 2 | 2 | 0 | 2 | 0 | Cable Glands, Made of Nickel Plated Brass, Exd IIC, IP65, ISO threaded, C/W Sealing of inner sheath and Outer sheath, Clamping of the single wire armour, Sealing Washer and Lock Nut, suitable for CU/XLPE/LSH/SWA/PVC cable, with Earth Tag and black color PVC shroud, According to the IEC 62444, IEC 60529.
1722 | GLAND | 35 | EPSE03LAAA6FN3T3 | CABLE GLAND | 20mm | 5 | 5 | 0 | 5 | 0 | Cable Glands, Made of Nickel Plated Brass, Exd IIC, IP65, ISO threaded, C/W Sealing of inner sheath and Outer sheath, Clamping of the single wire armour, Sealing Washer and Lock Nut, suitable for CU/XLPE/SWA/PVC cable, with Earth Tag and black color PVC shroud, According to the IEC 62444, IEC 60529.
1723 | GLAND | 35 | EPSE03LAAA6FN2T3 | CABLE GLAND | 20mm | 5 | 5 | 0 | 5 | 0 | Cable Glands, Made of Nickel Plated Brass, Exd IIB, IP65, ISO threaded, C/W Sealing of inner sheath and Outer sheath, Clamping of the single wire armour, Sealing Washer and Lock Nut, suitable for CU/XLPE/SWA/PVC cable, with Earth Tag and black color PVC shroud, According to the IEC 62444, IEC 60529.
1724 | GLAND | 35 | EPSE04EAAI6FN000 | CABLE GLAND | 25mm | 4 | 4 | 0 | 4 | 0 | Cable Glands, Made of Nickel Plated Brass, Industrial Type, IP65, ISO threaded, C/W Sealing of inner sheath and Outer sheath, Clamping of the single wire armour, Sealing Washer and Lock Nut, suitable for CU/XLPE/LSH/SWA/PVC cable, with Earth Tag and black color PVC shroud, According to the IEC 62444, IEC 60529.
1725 | GLAND | 35 | EPSE05EAAI6FN000 | CABLE GLAND | 32mm | 20 | 20 | 0 | 20 | 0 | Cable Glands, Made of Nickel Plated Brass, Industrial Type, IP65, ISO threaded, C/W Sealing of inner sheath and Outer sheath, Clamping of the single wire armour, Sealing Washer and Lock Nut, suitable for CU/XLPE/LSH/SWA/PVC cable, with Earth Tag and black color PVC shroud, According to the IEC 62444, IEC 60529.
1726 | GLAND | 35 | EPSE06EAAI6FN000 | CABLE GLAND | 40mm | 10 | 10 | 0 | 10 | 0 | Cable Glands, Made of Nickel Plated Brass, Industrial Type, IP65, ISO threaded, C/W Sealing of inner sheath and Outer sheath, Clamping of the single wire armour, Sealing Washer and Lock Nut, suitable for CU/XLPE/LSH/SWA/PVC cable, with Earth Tag and black color PVC shroud, According to the IEC 62444, IEC 60529.
1727 | GLAND | 35 | EPSE07EAAI6FN000 | CABLE GLAND | 50mm | 6 | 6 | 0 | 6 | 0 | Cable Glands, Made of Nickel Plated Brass, Industrial Type, IP65, ISO threaded, C/W Sealing of inner sheath and Outer sheath, Clamping of the single wire armour, Sealing Washer and Lock Nut, suitable for CU/XLPE/LSH/SWA/PVC cable, with Earth Tag and black color PVC shroud, According to the IEC 62444, IEC 60529.
1728 | GLAND | 35 | EPSE08EAAI6FN000 | CABLE GLAND | 63mm | 1 | 1 | 0 | 1 | 0 | Cable Glands, Made of Nickel Plated Brass, Industrial Type, IP65, ISO threaded, C/W Sealing of inner sheath and Outer sheath, Clamping of the single wire armour, Sealing Washer and Lock Nut, suitable for CU/XLPE/LSH/SWA/PVC cable, with Earth Tag and black color PVC shroud, According to the IEC 62444, IEC 60529.
1729 | GLAND | 35 | EPSE11EAAI6FN000 | CABLE GLAND | 75mm | 1 | 1 | 0 | 1 | 0 | Cable Glands, Made of Nickel Plated Brass, Industrial Type, IP65, ISO threaded, C/W Sealing of inner sheath and Outer sheath, Clamping of the single wire armour, Sealing Washer and Lock Nut, suitable for CU/XLPE/LSH/SWA/PVC cable, with Earth Tag and black color PVC shroud, According to the IEC 62444, IEC 60529.
1730 | GLAND | 41 | EPSE04EAAI6FN000 | CABLE GLAND | 25mm | 104 | 104 | 0 | 104 | 0 | Cable Glands, Made of Nickel Plated Brass, Industrial Type, IP65, ISO threaded, C/W Sealing of inner sheath and Outer sheath, Clamping of the single wire armour, Sealing Washer and Lock Nut, suitable for CU/XLPE/LSH/SWA/PVC cable, with Earth Tag and black color PVC shroud, According to the IEC 62444, IEC 60529.
1731 | GLAND | 41 | EPSE05EAAI6FN000 | CABLE GLAND | 32mm | 64 | 64 | 0 | 64 | 0 | Cable Glands, Made of Nickel Plated Brass, Industrial Type, IP65, ISO threaded, C/W Sealing of inner sheath and Outer sheath, Clamping of the single wire armour, Sealing Washer and Lock Nut, suitable for CU/XLPE/LSH/SWA/PVC cable, with Earth Tag and black color PVC shroud, According to the IEC 62444, IEC 60529.
1732 | GLAND | 41 | EPSE06EAAI6FN000 | CABLE GLAND | 40mm | 25 | 25 | 0 | 25 | 0 | Cable Glands, Made of Nickel Plated Brass, Industrial Type, IP65, ISO threaded, C/W Sealing of inner sheath and Outer sheath, Clamping of the single wire armour, Sealing Washer and Lock Nut, suitable for CU/XLPE/LSH/SWA/PVC cable, with Earth Tag and black color PVC shroud, According to the IEC 62444, IEC 60529.
1733 | GLAND | 41 | EPSE07EAAI6FN000 | CABLE GLAND | 50mm | 9 | 9 | 0 | 9 | 0 | Cable Glands, Made of Nickel Plated Brass, Industrial Type, IP65, ISO threaded, C/W Sealing of inner sheath and Outer sheath, Clamping of the single wire armour, Sealing Washer and Lock Nut, suitable for CU/XLPE/LSH/SWA/PVC cable, with Earth Tag and black color PVC shroud, According to the IEC 62444, IEC 60529.
1734 | GLAND | 41 | EPSE11EAAI6FN000 | CABLE GLAND | 75mm | 7 | 7 | 0 | 7 | 0 | Cable Glands, Made of Nickel Plated Brass, Industrial Type, IP65, ISO threaded, C/W Sealing of inner sheath and Outer sheath, Clamping of the single wire armour, Sealing Washer and Lock Nut, suitable for CU/XLPE/LSH/SWA/PVC cable, with Earth Tag and black color PVC shroud, According to the IEC 62444, IEC 60529.
1735 | GLAND | 41 | EPSE04IABA6FN000 | CABLE GLAND | 25mm | 18 | 18 | 0 | 18 | 0 | Cable Glands, Made of Nickel Plated Brass, Industrial Type, IP65, ISO threaded, C/W Sealing of inner sheath and Outer sheath, Clamping of the Single wire armour, Sealing Washer and Lock Nut, suitable for CU/PVC/PVC cable, with Earth Tag and black color PVC shroud, According to the IEC 62444, IEC 60529.
1736 | GLAND | 41 | EPSE06IABA6FN000 | CABLE GLAND | 40mm | 3 | 3 | 0 | 3 | 0 | Cable Glands, Made of Nickel Plated Brass, Industrial Type, IP65, ISO threaded, C/W Sealing of inner sheath and Outer sheath, Clamping of the Single wire armour, Sealing Washer and Lock Nut, suitable for CU/PVC/PVC cable, with Earth Tag and black color PVC shroud, According to the IEC 62444, IEC 60529.
1737 | GLAND | 42 | EPSE05EAAA6FN2T3 | CABLE GLAND | 32mm | 10 | 10 | 0 | 10 | 0 | Cable Glands, Made of Nickel Plated Brass, Exd IIB, IP65, ISO threaded, C/W Sealing of inner sheath and Outer sheath, Clamping of the single wire armour, Sealing Washer and Lock Nut, suitable for CU/XLPE/LSH/SWA/PVC cable, with Earth Tag and black color PVC shroud, According to the IEC 62444, IEC 60529.
1738 | GLAND | 42 | EPSE11EAAA6FN2T3 | CABLE GLAND | 75mm | 18 | 18 | 0 | 18 | 0 | Cable Glands, Made of Nickel Plated Brass, Exd IIB, IP65, ISO threaded, C/W Sealing of inner sheath and Outer sheath, Clamping of the single wire armour, Sealing Washer and Lock Nut, suitable for CU/XLPE/LSH/SWA/PVC cable, with Earth Tag and black color PVC shroud, According to the IEC 62444, IEC 60529.
1739 | GLAND | 42 | EPSE04EAAI6FN000 | CABLE GLAND | 25mm | 225 | 225 | 0 | 225 | 0 | Cable Glands, Made of Nickel Plated Brass, Industrial Type, IP65, ISO threaded, C/W Sealing of inner sheath and Outer sheath, Clamping of the single wire armour, Sealing Washer and Lock Nut, suitable for CU/XLPE/LSH/SWA/PVC cable, with Earth Tag and black color PVC shroud, According to the IEC 62444, IEC 60529.
1740 | GLAND | 42 | EPSE05EAAI6FN000 | CABLE GLAND | 32mm | 170 | 170 | 0 | 170 | 0 | Cable Glands, Made of Nickel Plated Brass, Industrial Type, IP65, ISO threaded, C/W Sealing of inner sheath and Outer sheath, Clamping of the single wire armour, Sealing Washer and Lock Nut, suitable for CU/XLPE/LSH/SWA/PVC cable, with Earth Tag and black color PVC shroud, According to the IEC 62444, IEC 60529.
1741 | GLAND | 42 | EPSE06EAAI6FN000 | CABLE GLAND | 40mm | 38 | 38 | 0 | 38 | 0 | Cable Glands, Made of Nickel Plated Brass, Industrial Type, IP65, ISO threaded, C/W Sealing of inner sheath and Outer sheath, Clamping of the single wire armour, Sealing Washer and Lock Nut, suitable for CU/XLPE/LSH/SWA/PVC cable, with Earth Tag and black color PVC shroud, According to the IEC 62444, IEC 60529.
1742 | GLAND | 42 | EPSE07EAAI6FN000 | CABLE GLAND | 50mm | 45 | 45 | 0 | 45 | 0 | Cable Glands, Made of Nickel Plated Brass, Industrial Type, IP65, ISO threaded, C/W Sealing of inner sheath and Outer sheath, Clamping of the single wire armour, Sealing Washer and Lock Nut, suitable for CU/XLPE/LSH/SWA/PVC cable, with Earth Tag and black color PVC shroud, According to the IEC 62444, IEC 60529.
1743 | GLAND | 42 | EPSE08EAAI6FN000 | CABLE GLAND | 75mm | 42 | 42 | 0 | 42 | 0 | Cable Glands, Made of Nickel Plated Brass, Industrial Type, IP65, ISO threaded, C/W Sealing of inner sheath and Outer sheath, Clamping of the single wire armour, Sealing Washer and Lock Nut, suitable for CU/XLPE/LSH/SWA/PVC cable, with Earth Tag and black color PVC shroud, According to the IEC 62444, IEC 60529.
1744 | GLAND | 42 | EPSE08EAAI6FN000 | CABLE GLAND | 63mm | 66 | 66 | 0 | 66 | 0 | Cable Glands, Made of Nickel Plated Brass, Industrial Type, IP65, ISO threaded, C/W Sealing of inner sheath and Outer sheath, Clamping of the single wire armour, Sealing Washer and Lock Nut, suitable for CU/XLPE/LSH/SWA/PVC cable, with Earth Tag and black color PVC shroud, According to the IEC 62444, IEC 60529.
1745 | GLAND | 43 | EPSE04EAAA6FN2T3 | CABLE GLAND | 25mm | 5 | 5 | 0 | 5 | 0 | Cable Glands, Made of Nickel Plated Brass, Exd IIB, IP65, ISO threaded, C/W Sealing of inner sheath and Outer sheath, Clamping of the single wire armour, Sealing Washer and Lock Nut, suitable for CU/XLPE/LSH/SWA/PVC cable, with Earth Tag and black color PVC shroud, According to the IEC 62444, IEC 60529
1746 | GLAND | 43 | EPSE05EAAA6FN2T3 | CABLE GLAND | 32mm | 2 | 2 | 0 | 2 | 0 | Cable Glands, Made of Nickel Plated Brass, Exd IIB, IP65, ISO threaded, C/W Sealing of inner sheath and Outer sheath, Clamping of the single wire armour, Sealing Washer and Lock Nut, suitable for CU/XLPE/LSH/SWA/PVC cable, with Earth Tag and black color PVC shroud, According to the IEC 62444, IEC 60529
1747 | GLAND | 43 | EPSE06EAAA6FN2T3 | CABLE GLAND | 40mm | 4 | 4 | 0 | 4 | 0 | Cable Glands, Made of Nickel Plated Brass, Exd IIB, IP65, ISO threaded, C/W Sealing of inner sheath and Outer sheath, Clamping of the single wire armour, Sealing Washer and Lock Nut, suitable for CU/XLPE/LSH/SWA/PVC cable, with Earth Tag and black color PVC shroud, According to the IEC 62444, IEC 60529
1748 | GLAND | 43 | EPSE04EAAI6FN000 | CABLE GLAND | 25mm | 5 | 5 | 0 | 5 | 0 | Cable Glands, Made of Nickel Plated Brass, Industrial Type, IP65, ISO threaded, C/W Sealing of inner sheath and Outer sheath, Clamping of the single wire armour, Sealing Washer and Lock Nut, suitable for CU/XLPE/LSH/SWA/PVC cable, with Earth Tag and black color PVC shroud, According to the IEC 62444, IEC 60529.
1749 | GLAND | 43 | EPSE05EAAI6FN000 | CABLE GLAND | 32mm | 2 | 2 | 0 | 2 | 0 | Cable Glands, Made of Nickel Plated Brass, Industrial Type, IP65, ISO threaded, C/W Sealing of inner sheath and Outer sheath, Clamping of the single wire armour, Sealing Washer and Lock Nut, suitable for CU/XLPE/LSH/SWA/PVC cable, with Earth Tag and black color PVC shroud, According to the IEC 62444, IEC 60529.
1750 | GLAND | 43 | EPSE06EAAI6FN000 | CABLE GLAND | 40mm | 8 | 8 | 0 | 8 | 0 | Cable Glands, Made of Nickel Plated Brass, Industrial Type, IP65, ISO threaded, C/W Sealing of inner sheath and Outer sheath, Clamping of the single wire armour, Sealing Washer and Lock Nut, suitable for CU/XLPE/LSH/SWA/PVC cable, with Earth Tag and black color PVC shroud, According to the IEC 62444, IEC 60529.
1751 | GLAND | 43 | EPSE07EAAI6FN000 | CABLE GLAND | 63mm | 3 | 3 | 0 | 3 | 0 | Cable Glands, Made of Nickel Plated Brass, Industrial Type, IP65, ISO threaded, C/W Sealing of inner sheath and Outer sheath, Clamping of the single wire armour, Sealing Washer and Lock Nut, suitable for CU/XLPE/LSH/SWA/PVC cable, with Earth Tag and black color PVC shroud, According to the IEC 62444, IEC 60529.
1752 | GLAND | 44 | EPSE04EAAI6FN000 | CABLE GLAND | 25mm | 14 | 14 | 0 | 14 | 0 | Cable Glands, Made of Nickel Plated Brass, Industrial Type, IP65, ISO threaded, C/W Sealing of inner sheath and Outer sheath, Clamping of the single wire armour, Sealing Washer and Lock Nut, suitable for CU/XLPE/LSH/SWA/PVC cable, with Earth Tag and black color PVC shroud, According to the IEC 62444, IEC 60529.
1753 | GLAND | 44 | EPSE05EAAI6FN000 | CABLE GLAND | 32mm | 7 | 7 | 0 | 7 | 0 | Cable Glands, Made of Nickel Plated Brass, Industrial Type, IP65, ISO threaded, C/W Sealing of inner sheath and Outer sheath, Clamping of the single wire armour, Sealing Washer and Lock Nut, suitable for CU/XLPE/LSH/SWA/PVC cable, with Earth Tag and black color PVC shroud, According to the IEC 62444, IEC 60529.
1754 | GLAND | 44 | EPSE06EAAI6FN000 | CABLE GLAND | 40mm | 7 | 7 | 0 | 7 | 0 | Cable Glands, Made of Nickel Plated Brass, Industrial Type, IP65, ISO threaded, C/W Sealing of inner sheath and Outer sheath, Clamping of the single wire armour, Sealing Washer and Lock Nut, suitable for CU/XLPE/LSH/SWA/PVC cable, with Earth Tag and black color PVC shroud, According to the IEC 62444, IEC 60529.
1755 | GLAND | 44 | EPSE07EAAI6FN000 | CABLE GLAND | 50mm | 3 | 3 | 0 | 3 | 0 | Cable Glands, Made of Nickel Plated Brass, Industrial Type, IP65, ISO threaded, C/W Sealing of inner sheath and Outer sheath, Clamping of the single wire armour, Sealing Washer and Lock Nut, suitable for CU/XLPE/LSH/SWA/PVC cable, with Earth Tag and black color PVC shroud, According to the IEC 62444, IEC 60529.
1756 | GLAND | 44 | EPSE15EAAI6FN000 | CABLE GLAND | 90mm | 3 | 3 | 3 | 0 | 0 | Cable Glands, Made of Nickel Plated Brass, Industrial Type, IP65, ISO threaded, C/W Sealing of inner sheath and Outer sheath, Clamping of the single wire armour, Sealing Washer and Lock Nut, suitable for CU/XLPE/LSH/SWA/PVC cable, with Earth Tag and black color PVC shroud, According to the IEC 62444, IEC 60529.
1757 | GLAND | 46 | EPSE05EAAA6FN2T3 | CABLE GLAND | 32mm | 21 | 21 | 0 | 21 | 0 | Cable Glands, Made of Nickel Plated Brass, Exd IIB, IP65, ISO threaded, C/W Sealing of inner sheath and Outer sheath, Clamping of the single wire armour, Sealing Washer and Lock Nut, suitable for CU/XLPE/LSH/SWA/PVC cable, with Earth Tag and black color PVC shroud, According to the IEC 62444, IEC 60529.
1758 | GLAND | 46 | EPSE07EAAA6FN2T3 | CABLE GLAND | 50mm | 14 | 14 | 0 | 14 | 0 | Cable Glands, Made of Nickel Plated Brass, Exd IIB, IP65, ISO threaded, C/W Sealing of inner sheath and Outer sheath, Clamping of the single wire armour, Sealing Washer and Lock Nut, suitable for CU/XLPE/LSH/SWA/PVC cable, with Earth Tag and black color PVC shroud, According to the IEC 62444, IEC 60529.
1759 | GLAND | 46 | EPSE08EAAA6FN2T3 | CABLE GLAND | 63mm | 11 | 11 | 0 | 11 | 0 | Cable Glands, Made of Nickel Plated Brass, Exd IIB, IP65, ISO threaded, C/W Sealing of inner sheath and Outer sheath, Clamping of the single wire armour, Sealing Washer and Lock Nut, suitable for CU/XLPE/LSH/SWA/PVC cable, with Earth Tag and black color PVC shroud, According to the IEC 62444, IEC 60529.
1760 | GLAND | 46 | EPSE11EAAA6FN2T3 | CABLE GLAND | 75mm | 7 | 7 | 0 | 7 | 0 | Cable Glands, Made of Nickel Plated Brass, Exd IIB, IP65, ISO threaded, C/W Sealing of inner sheath and Outer sheath, Clamping of the single wire armour, Sealing Washer and Lock Nut, suitable for CU/XLPE/LSH/SWA/PVC cable, with Earth Tag and black color PVC shroud, According to the IEC 62444, IEC 60529.
1761 | GLAND | 46 | EPSE04EAAI6FN000 | CABLE GLAND | 25mm | 14 | 14 | 0 | 14 | 0 | Cable Glands, Made of Nickel Plated Brass, Industrial Type, IP65, ISO threaded, C/W Sealing of inner sheath and Outer sheath, Clamping of the single wire armour, Sealing Washer and Lock Nut, suitable for CU/XLPE/LSH/SWA/PVC cable, with Earth Tag and black color PVC shroud, According to the IEC 62444, IEC 60529.
1762 | GLAND | 46 | EPSE05EAAI6FN000 | CABLE GLAND | 32mm | 65 | 65 | 0 | 65 | 0 | Cable Glands, Made of Nickel Plated Brass, Industrial Type, IP65, ISO threaded, C/W Sealing of inner sheath and Outer sheath, Clamping of the single wire armour, Sealing Washer and Lock Nut, suitable for CU/XLPE/LSH/SWA/PVC cable, with Earth Tag and black color PVC shroud, According to the IEC 62444, IEC 60529.
1763 | GLAND | 46 | EPSE07EAAI6FN000 | CABLE GLAND | 50mm | 40 | 40 | 0 | 40 | 0 | Cable Glands, Made of Nickel Plated Brass, Industrial Type, IP65, ISO threaded, C/W Sealing of inner sheath and Outer sheath, Clamping of the single wire armour, Sealing Washer and Lock Nut, suitable for CU/XLPE/LSH/SWA/PVC cable, with Earth Tag and black color PVC shroud, According to the IEC 62444, IEC 60529.
1764 | GLAND | 46 | EPSE08EAAI6FN000 | CABLE GLAND | 63mm | 11 | 11 | 0 | 11 | 0 | Cable Glands, Made of Nickel Plated Brass, Industrial Type, IP65, ISO threaded, C/W Sealing of inner sheath and Outer sheath, Clamping of the single wire armour, Sealing Washer and Lock Nut, suitable for CU/XLPE/LSH/SWA/PVC cable, with Earth Tag and black color PVC shroud, According to the IEC 62444, IEC 60529.
1765 | GLAND | 46 | 2EPSE11EAAI6FN000 | CABLE GLAND | 75mm | 7 | 7 | 0 | 7 | 0 | Cable Glands, Made of Nickel Plated Brass, Industrial Type, IP65, ISO threaded, C/W Sealing of inner sheath and Outer sheath, Clamping of the single wire armour, Sealing Washer and Lock Nut, suitable for CU/XLPE/LSH/SWA/PVC cable, with Earth Tag and black color PVC shroud, According to the IEC 62444, IEC 60529.
1766 | GLAND | 50 | EPSE05EAAA6FN2T3 | CABLE GLAND | 32mm | 290 | 290 | 0 | 290 | 0 | Cable Glands, Made of Nickel Plated Brass, Exd IIB, IP65, ISO threaded, C/W Sealing of inner sheath and Outer sheath, Clamping of the single wire armour, Sealing Washer and Lock Nut, suitable for CU/XLPE/LSH/SWA/PVC cable, with Earth Tag and black color PVC shroud, According to the IEC 62444, IEC 60529. |  | 275(IIB) + 15(IIC)
1767 | GLAND | 50 | EPSE06EAAA6FN2T3 | CABLE GLAND | 40mm | 43 | 43 | 0 | 43 | 0 | Cable Glands, Made of Nickel Plated Brass, Exd IIB, IP65, ISO threaded, C/W Sealing of inner sheath and Outer sheath, Clamping of the single wire armour, Sealing Washer and Lock Nut, suitable for CU/XLPE/LSH/SWA/PVC cable, with Earth Tag and black color PVC shroud, According to the IEC 62444, IEC 60529.
1768 | GLAND | 50 | EPSE07EAAA6FN2T3 | CABLE GLAND | 50mm | 6 | 6 | 0 | 6 | 0 | Cable Glands, Made of Nickel Plated Brass, Exd IIB, IP65, ISO threaded, C/W Sealing of inner sheath and Outer sheath, Clamping of the single wire armour, Sealing Washer and Lock Nut, suitable for CU/XLPE/LSH/SWA/PVC cable, with Earth Tag and black color PVC shroud, According to the IEC 62444, IEC 60529.
1769 | GLAND | 50 | EPSE03LAAA6FN2T3 | CABLE GLAND | 20mm | 175 | 175 | 0 | 175 | 0 | Cable Glands, Made of Nickel Plated Brass, Exd IIB/IIC, IP65, ISO threaded, C/W Sealing of inner sheath and Outer sheath, Clamping of the single wire armour, Sealing Washer and Lock Nut, suitable for CU/XLPE/SWA/PVC cable, with Earth Tag and black color PVC shroud, According to the IEC 62444, IEC 60529 |  | 165(IIB) + 10(IIC)
1770 | GLAND | 50 | EPSE04EAAI6FN000 | CABLE GLAND | 25mm | 9 | 9 | 0 | 9 | 0 | Cable Glands, Made of Nickel Plated Brass, Industrial Type, IP65, ISO threaded, C/W Sealing of inner sheath and Outer sheath, Clamping of the single wire armour, Sealing Washer and Lock Nut, suitable for CU/XLPE/LSH/SWA/PVC cable, with Earth Tag and black color PVC shroud, According to the IEC 62444, IEC 60529.
1771 | GLAND | 50 | EPSE05EAAI6FN000 | CABLE GLAND | 32mm | 93 | 93 | 0 | 93 | 0 | Cable Glands, Made of Nickel Plated Brass, Industrial Type, IP65, ISO threaded, C/W Sealing of inner sheath and Outer sheath, Clamping of the single wire armour, Sealing Washer and Lock Nut, suitable for CU/XLPE/LSH/SWA/PVC cable, with Earth Tag and black color PVC shroud, According to the IEC 62444, IEC 60529.
1772 | GLAND | 50 | EPSE06EAAI6FN000 | CABLE GLAND | 40mm | 40 | 40 | 0 | 40 | 0 | Cable Glands, Made of Nickel Plated Brass, Industrial Type, IP65, ISO threaded, C/W Sealing of inner sheath and Outer sheath, Clamping of the single wire armour, Sealing Washer and Lock Nut, suitable for CU/XLPE/LSH/SWA/PVC cable, with Earth Tag and black color PVC shroud, According to the IEC 62444, IEC 60529.
1773 | GLAND | 50 | EPSE03LAAI6FN000 | CABLE GLAND | 20mm | 71 | 71 | 0 | 71 | 0 | Cable Glands, Made of Nickel Plated Brass, Industrial Type, IP65, ISO threaded, C/W Sealing of inner sheath and Outer sheath, Clamping of the Single wire armour, Sealing Washer and Lock Nut, suitable for CU/XLPE/SWA/PVC cable, with Earth Tag and black color PVC shroud, According to the IEC 62444, IEC 60529.
1774 | GLAND | 51 | EPSE04EAAA6FN2T3 | CABLE GLAND | 25mm | 290 | 290 | 139 | 151 | 0 | Cable Glands, Made of Nickel Plated Brass, Exd IIB, IP65, ISO threaded, C/W Sealing of inner sheath and Outer sheath, Clamping of the single wire armour, Sealing Washer and Lock Nut, suitable for CU/XLPE/LSH/SWA/PVC cable, with Earth Tag and black color PVC shroud, According to the IEC 62444, IEC 60529.
1775 | GLAND | 51 | EPSE05EAAA6FN2T3 | CABLE GLAND | 32mm | 115 | 115 | 115 | 0 | 0 | Cable Glands, Made of Nickel Plated Brass, Exd IIB, IP65, ISO threaded, C/W Sealing of inner sheath and Outer sheath, Clamping of the single wire armour, Sealing Washer and Lock Nut, suitable for CU/XLPE/LSH/SWA/PVC cable, with Earth Tag and black color PVC shroud, According to the IEC 62444, IEC 60529.
1776 | GLAND | 51 | EPSE06EAAA6FN2T3 | CABLE GLAND | 40mm | 28 | 28 | 25 | 3 | 0 | Cable Glands, Made of Nickel Plated Brass, Exd IIB, IP65, ISO threaded, C/W Sealing of inner sheath and Outer sheath, Clamping of the single wire armour, Sealing Washer and Lock Nut, suitable for CU/XLPE/LSH/SWA/PVC cable, with Earth Tag and black color PVC shroud, According to the IEC 62444, IEC 60529.
1777 | GLAND | 51 | EPSE07EAAA6FN2T3 | CABLE GLAND | 50mm | 85 | 85 | 80 | 5 | 0 | Cable Glands, Made of Nickel Plated Brass, Exd IIB, IP65, ISO threaded, C/W Sealing of inner sheath and Outer sheath, Clamping of the single wire armour, Sealing Washer and Lock Nut, suitable for CU/XLPE/LSH/SWA/PVC cable, with Earth Tag and black color PVC shroud, According to the IEC 62444, IEC 60529.
1778 | GLAND | 51 | EPSE08EAAA6FN2T3 | CABLE GLAND | 63mm | 18 | 18 | 13 | 5 | 0 | Cable Glands, Made of Nickel Plated Brass, Exd IIB, IP65, ISO threaded, C/W Sealing of inner sheath and Outer sheath, Clamping of the single wire armour, Sealing Washer and Lock Nut, suitable for CU/XLPE/LSH/SWA/PVC cable, with Earth Tag and black color PVC shroud, According to the IEC 62444, IEC 60529.
1779 | GLAND | 51 | EPSE11EAAA6FN2T3 | CABLE GLAND | 75mm | 45 | 45 | 6 | 39 | 0 | Cable Glands, Made of Nickel Plated Brass, Exd IIB, IP65, ISO threaded, C/W Sealing of inner sheath and Outer sheath, Clamping of the single wire armour, Sealing Washer and Lock Nut, suitable for CU/XLPE/LSH/SWA/PVC cable, with Earth Tag and black color PVC shroud, According to the IEC 62444, IEC 60529.
1780 | GLAND | 51 | EPSE13EAAA6FN2T3 | CABLE GLAND | 100mm | 5 | 5 | 0 | 5 | 0 | Cable Glands, Made of Nickel Plated Brass, Exd IIB, IP65, ISO threaded, C/W Sealing of inner sheath and Outer sheath, Clamping of the single wire armour, Sealing Washer and Lock Nut, suitable for CU/XLPE/LSH/SWA/PVC cable, with Earth Tag and black color PVC shroud, According to the IEC 62444, IEC 60529.
1781 | GLAND | 51 | EPSE04EAAI6FN000 | CABLE GLAND | 25mm | 180 | 180 | 0 | 180 | 0 | Cable Glands, Made of Nickel Plated Brass, Industrial Type, IP65, ISO threaded, C/W Sealing of inner sheath and Outer sheath, Clamping of the single wire armour, Sealing Washer and Lock Nut, suitable for CU/XLPE/LSH/SWA/PVC cable, with Earth Tag and black color PVC shroud, According to the IEC 62444, IEC 60529.
1782 | GLAND | 51 | EPSE05EAAI6FN000 | CABLE GLAND | 32mm | 98 | 98 | 59 | 39 | 0 | Cable Glands, Made of Nickel Plated Brass, Industrial Type, IP65, ISO threaded, C/W Sealing of inner sheath and Outer sheath, Clamping of the single wire armour, Sealing Washer and Lock Nut, suitable for CU/XLPE/LSH/SWA/PVC cable, with Earth Tag and black color PVC shroud, According to the IEC 62444, IEC 60529.
1783 | GLAND | 51 | EPSE06EAAI6FN000 | CABLE GLAND | 40mm | 15 | 15 | 5 | 10 | 0 | Cable Glands, Made of Nickel Plated Brass, Industrial Type, IP65, ISO threaded, C/W Sealing of inner sheath and Outer sheath, Clamping of the single wire armour, Sealing Washer and Lock Nut, suitable for CU/XLPE/LSH/SWA/PVC cable, with Earth Tag and black color PVC shroud, According to the IEC 62444, IEC 60529.
1784 | GLAND | 51 | EPSE07EAAI6FN000 | CABLE GLAND | 50mm | 85 | 85 | 72 | 13 | 0 | Cable Glands, Made of Nickel Plated Brass, Industrial Type, IP65, ISO threaded, C/W Sealing of inner sheath and Outer sheath, Clamping of the single wire armour, Sealing Washer and Lock Nut, suitable for CU/XLPE/LSH/SWA/PVC cable, with Earth Tag and black color PVC shroud, According to the IEC 62444, IEC 60529.
1785 | GLAND | 51 | EPSE08EAAI6FN000 | CABLE GLAND | 63mm | 18 | 18 | 15 | 3 | 0 | Cable Glands, Made of Nickel Plated Brass, Industrial Type, IP65, ISO threaded, C/W Sealing of inner sheath and Outer sheath, Clamping of the single wire armour, Sealing Washer and Lock Nut, suitable for CU/XLPE/LSH/SWA/PVC cable, with Earth Tag and black color PVC shroud, According to the IEC 62444, IEC 60529.
1786 | GLAND | 51 | EPSE11EAAI6FN000 | CABLE GLAND | 75mm | 45 | 45 | 8 | 37 | 0 | Cable Glands, Made of Nickel Plated Brass, Industrial Type, IP65, ISO threaded, C/W Sealing of inner sheath and Outer sheath, Clamping of the single wire armour, Sealing Washer and Lock Nut, suitable for CU/XLPE/LSH/SWA/PVC cable, with Earth Tag and black color PVC shroud, According to the IEC 62444, IEC 60529.
1787 | GLAND | 51 | EPSE13EAAI6FN000 | CABLE GLAND | 100mm | 5 | 5 | 4 | 1 | 0 | Cable Glands, Made of Nickel Plated Brass, Industrial Type, IP65, ISO threaded, C/W Sealing of inner sheath and Outer sheath, Clamping of the single wire armour, Sealing Washer and Lock Nut, suitable for CU/XLPE/LSH/SWA/PVC cable, with Earth Tag and black color PVC shroud, According to the IEC 62444, IEC 60529.
1788 | GLAND | 55 | EPSE04EAAA6FN2T3 | CABLE GLAND | 25mm | 80 | 80 | 55 | 25 | 0 | Cable Glands, Made of Nickel Plated Brass, Exd IIB, IP65, ISO threaded, C/W Sealing of inner sheath and Outer sheath, Clamping of the single wire armour, Sealing Washer and Lock Nut, suitable for CU/XLPE/LSH/SWA/PVC cable, with Earth Tag and black color PVC shroud, According to the IEC 62444, IEC 60529.
1789 | GLAND | 55 | EPSE05EAAA6FN2T3 | CABLE GLAND | 32mm | 15 | 15 | 15 | 0 | 0 | Cable Glands, Made of Nickel Plated Brass, Exd IIB, IP65, ISO threaded, C/W Sealing of inner sheath and Outer sheath, Clamping of the single wire armour, Sealing Washer and Lock Nut, suitable for CU/XLPE/LSH/SWA/PVC cable, with Earth Tag and black color PVC shroud, According to the IEC 62444, IEC 60529.
1790 | GLAND | 55 | EPSE06EAAA6FN2T3 | CABLE GLAND | 40mm | 10 | 10 | 10 | 0 | 0 | Cable Glands, Made of Nickel Plated Brass, Exd IIB, IP65, ISO threaded, C/W Sealing of inner sheath and Outer sheath, Clamping of the single wire armour, Sealing Washer and Lock Nut, suitable for CU/XLPE/LSH/SWA/PVC cable, with Earth Tag and black color PVC shroud, According to the IEC 62444, IEC 60529.
1791 | GLAND | 55 | EPSE07EAAA6FN2T3 | CABLE GLAND | 50mm | 10 | 10 | 10 | 0 | 0 | Cable Glands, Made of Nickel Plated Brass, Exd IIB, IP65, ISO threaded, C/W Sealing of inner sheath and Outer sheath, Clamping of the single wire armour, Sealing Washer and Lock Nut, suitable for CU/XLPE/LSH/SWA/PVC cable, with Earth Tag and black color PVC shroud, According to the IEC 62444, IEC 60529.
1792 | GLAND | 55 | EPSE08EAAA6FN2T3 | CABLE GLAND | 63mm | 8 | 8 | 5 | 3 | 0 | Cable Glands, Made of Nickel Plated Brass, Exd IIB, IP65, ISO threaded, C/W Sealing of inner sheath and Outer sheath, Clamping of the single wire armour, Sealing Washer and Lock Nut, suitable for CU/XLPE/LSH/SWA/PVC cable, with Earth Tag and black color PVC shroud, According to the IEC 62444, IEC 60529.
1793 | GLAND | 55 | EPSE11EAAA6FN2T3 | CABLE GLAND | 75mm | 5 | 5 | 5 | 0 | 0 | Cable Glands, Made of Nickel Plated Brass, Exd IIB, IP65, ISO threaded, C/W Sealing of inner sheath and Outer sheath, Clamping of the single wire armour, Sealing Washer and Lock Nut, suitable for CU/XLPE/LSH/SWA/PVC cable, with Earth Tag and black color PVC shroud, According to the IEC 62444, IEC 60529.
1794 | GLAND | 55 | EPSE04EAAI6FN000 | CABLE GLAND | 25mm | 25 | 25 | 8 | 17 | 0 | Cable Glands, Made of Nickel Plated Brass, Industrial Type, IP65, ISO threaded, C/W Sealing of inner sheath and Outer sheath, Clamping of the single wire armour, Sealing Washer and Lock Nut, suitable for CU/XLPE/LSH/SWA/PVC cable, with Earth Tag and black color PVC shroud, According to the IEC 62444, IEC 60529.
1795 | GLAND | 55 | EPSE05EAAI6FN000 | CABLE GLAND | 32mm | 6 | 6 | 6 | 0 | 0 | Cable Glands, Made of Nickel Plated Brass, Industrial Type, IP65, ISO threaded, C/W Sealing of inner sheath and Outer sheath, Clamping of the single wire armour, Sealing Washer and Lock Nut, suitable for CU/XLPE/LSH/SWA/PVC cable, with Earth Tag and black color PVC shroud, According to the IEC 62444, IEC 60529.
1796 | GLAND | 55 | EPSE06EAAI6FN000 | CABLE GLAND | 40mm | 2 | 2 | 1 | 1 | 0 | Cable Glands, Made of Nickel Plated Brass, Industrial Type, IP65, ISO threaded, C/W Sealing of inner sheath and Outer sheath, Clamping of the single wire armour, Sealing Washer and Lock Nut, suitable for CU/XLPE/LSH/SWA/PVC cable, with Earth Tag and black color PVC shroud, According to the IEC 62444, IEC 60529.
1797 | GLAND | 55 | EPSE07EAAI6FN000 | CABLE GLAND | 50mm | 10 | 10 | 6 | 4 | 0 | Cable Glands, Made of Nickel Plated Brass, Industrial Type, IP65, ISO threaded, C/W Sealing of inner sheath and Outer sheath, Clamping of the single wire armour, Sealing Washer and Lock Nut, suitable for CU/XLPE/LSH/SWA/PVC cable, with Earth Tag and black color PVC shroud, According to the IEC 62444, IEC 60529.
1798 | GLAND | 55 | EPSE08EAAI6FN000 | CABLE GLAND | 63mm | 8 | 8 | 8 | 0 | 0 | Cable Glands, Made of Nickel Plated Brass, Industrial Type, IP65, ISO threaded, C/W Sealing of inner sheath and Outer sheath, Clamping of the single wire armour, Sealing Washer and Lock Nut, suitable for CU/XLPE/LSH/SWA/PVC cable, with Earth Tag and black color PVC shroud, According to the IEC 62444, IEC 60529.
1799 | GLAND | 55 | EPSE11EAAI6FN000 | CABLE GLAND | 75mm | 5 | 5 | 5 | 0 | 0 | Cable Glands, Made of Nickel Plated Brass, Industrial Type, IP65, ISO threaded, C/W Sealing of inner sheath and Outer sheath, Clamping of the single wire armour, Sealing Washer and Lock Nut, suitable for CU/XLPE/LSH/SWA/PVC cable, with Earth Tag and black color PVC shroud, According to the IEC 62444, IEC 60529.
1800 | GLAND | 61 | EPSE04EAAI6FN000 | CABLE GLAND | 25mm | 50 | 50 | 25 | 25 | 0 | Cable Glands, Made of Nickel Plated Brass, Industrial Type, IP65, ISO Threaded, C/W Sealing of Inner Sheath and Outer Sheath, Clamping of the Single Wire Armour, Sealing Washer and Lock Nut, Suitable for Cu/XLPE/Lsh/SWA/PVC Cable, with Earth Tag and Black Color PVC Shroud, According to the IEC 62444, IEC 60529.
1801 | GLAND | 61 | EPSE05EAAI6FN000 | CABLE GLAND | 32mm | 17 | 17 | 10 | 7 | 0 | Cable Glands, Made of Nickel Plated Brass, Industrial Type, IP65, ISO Threaded, C/W Sealing of Inner Sheath and Outer Sheath, Clamping of the Single Wire Armour, Sealing Washer and Lock Nut, Suitable for Cu/XLPE/Lsh/SWA/PVC Cable, with Earth Tag and Black Color PVC Shroud, According to the IEC 62444, IEC 60529.
1802 | GLAND | 61 | EPSE06EAAI6FN000 | CABLE GLAND | 40mm | 19 | 19 | 6 | 13 | 0 | Cable Glands, Made of Nickel Plated Brass, Industrial Type, IP65, ISO Threaded, C/W Sealing of Inner Sheath and Outer Sheath, Clamping of the Single Wire Armour, Sealing Washer and Lock Nut, Suitable for Cu/XLPE/Lsh/SWA/PVC Cable, with Earth Tag and Black Color PVC Shroud, According to the IEC 62444, IEC 60529.
1803 | GLAND | 61 | EPSE07EAAI6FN000 | CABLE GLAND | 50mm | 1 | 1 | 0 | 1 | 0 | Cable Glands, Made of Nickel Plated Brass, Industrial Type, IP65, ISO Threaded, C/W Sealing of Inner Sheath and Outer Sheath, Clamping of the Single Wire Armour, Sealing Washer and Lock Nut, Suitable for Cu/XLPE/Lsh/SWA/PVC Cable, with Earth Tag and Black Color PVC Shroud, According to the IEC 62444, IEC 60529.
1804 | GLAND | 61 | EPSE08EAAI6FN000 | CABLE GLAND | 63mm | 14 | 14 | 6 | 8 | 0 | Cable Glands, Made of Nickel Plated Brass, Industrial Type, IP65, ISO Threaded, C/W Sealing of Inner Sheath and Outer Sheath, Clamping of the Single Wire Armour, Sealing Washer and Lock Nut, Suitable for Cu/XLPE/Lsh/SWA/PVC Cable, with Earth Tag and Black Color PVC Shroud, According to the IEC 62444, IEC 60529.
1805 | GLAND | 61 | EPSE11EAAI6FN000 | CABLE GLAND | 75mm | 7 | 7 | 3 | 4 | 0 | Cable Glands, Made of Nickel Plated Brass, Industrial Type, IP65, ISO Threaded, C/W Sealing of Inner Sheath and Outer Sheath, Clamping of the Single Wire Armour, Sealing Washer and Lock Nut, Suitable for Cu/XLPE/Lsh/SWA/PVC Cable, with Earth Tag and Black Color PVC Shroud, According to the IEC 62444, IEC 60529.
1806 | GLAND | 61 | EPSE12EAAI6FN000 | CABLE GLAND | 90mm | 7 | 7 | 6 | 1 | 0 | Cable Glands, Made of Nickel Plated Brass, Industrial Type, IP65, ISO Threaded, C/W Sealing of Inner Sheath and Outer Sheath, Clamping of the Single Wire Armour, Sealing Washer and Lock Nut, Suitable for Cu/XLPE/Lsh/SWA/PVC Cable, with Earth Tag and Black Color PVC Shroud, According to the IEC 62444, IEC 60529.
1807 | GLAND | 61 | EPSE05FAAI6FN000 | CABLE GLAND | 32mm | 7 | 7 | 0 | 7 | 0 | Cable Glands, Made of Nickel Plated Brass, Industrial Type, IP65, ISO Threaded, C/W Sealing of Inner Sheath and Outer Sheath, Clamping of the Single Wire Armour, Sealing Washer and Lock Nut, Suitable for Cu/PVC/Lsh/SWA/PVC Cable, with Earth Tag and Black Color PVC Shroud, According to the IEC 62444, IEC 60529.
1808 | GLAND | 75 | EPSE04EAAA6FN2T3 | CABLE GLAND | 25mm | 27 | 27 | 5 | 22 | 0 | Cable Glands, Made of Nickel Plated Brass, Exd IIB, IP65, ISO threaded, C/W Sealing of inner sheath and Outer sheath, Clamping of the single wire armour, Sealing Washer and Lock Nut, suitable for CU/XLPE/LSH/SWA/PVC cable, with Earth Tag and black color PVC shroud, According to the IEC 62444, IEC 60529.
1809 | GLAND | 75 | EPSE05EAAA6FN2T3 | CABLE GLAND | 32mm | 22 | 22 | 22 | 0 | 0 | Cable Glands, Made of Nickel Plated Brass, Exd IIB, IP65, ISO threaded, C/W Sealing of inner sheath and Outer sheath, Clamping of the single wire armour, Sealing Washer and Lock Nut, suitable for CU/XLPE/LSH/SWA/PVC cable, with Earth Tag and black color PVC shroud, According to the IEC 62444, IEC 60529.
1810 | GLAND | 75 | EPSE06EAAA6FN2T3 | CABLE GLAND | 40mm | 13 | 13 | 4 | 9 | 0 | Cable Glands, Made of Nickel Plated Brass, Exd IIB, IP65, ISO threaded, C/W Sealing of inner sheath and Outer sheath, Clamping of the single wire armour, Sealing Washer and Lock Nut, suitable for CU/XLPE/LSH/SWA/PVC cable, with Earth Tag and black color PVC shroud, According to the IEC 62444, IEC 60529.
1811 | GLAND | 75 | EPSE07EAAA6FN2T3 | CABLE GLAND | 50mm | 5 | 5 | 5 | 0 | 0 | Cable Glands, Made of Nickel Plated Brass, Exd IIB, IP65, ISO threaded, C/W Sealing of inner sheath and Outer sheath, Clamping of the single wire armour, Sealing Washer and Lock Nut, suitable for CU/XLPE/LSH/SWA/PVC cable, with Earth Tag and black color PVC shroud, According to the IEC 62444, IEC 60529.
1812 | GLAND | 75 | EPSE08EAAA6FN2T3 | CABLE GLAND | 63mm | 9 | 9 | 9 | 0 | 0 | Cable Glands, Made of Nickel Plated Brass, Exd IIB, IP65, ISO threaded, C/W Sealing of inner sheath and Outer sheath, Clamping of the single wire armour, Sealing Washer and Lock Nut, suitable for CU/XLPE/LSH/SWA/PVC cable, with Earth Tag and black color PVC shroud, According to the IEC 62444, IEC 60529.
1813 | GLAND | 75 | EPSE11EAAA6FN2T3 | CABLE GLAND | 75mm | 4 | 4 | 2 | 2 | 0 | Cable Glands, Made of Nickel Plated Brass, Exd IIB, IP65, ISO threaded, C/W Sealing of inner sheath and Outer sheath, Clamping of the single wire armour, Sealing Washer and Lock Nut, suitable for CU/XLPE/LSH/SWA/PVC cable, with Earth Tag and black color PVC shroud, According to the IEC 62444, IEC 60529.
1814 | GLAND | 75 | EPSE04EAAI6FN000 | CABLE GLAND | 25mm | 27 | 27 | 0 | 27 | 0 | Cable Glands, Made of Nickel Plated Brass, Industrial Type, IP65, ISO threaded, C/W Sealing of inner sheath and Outer sheath, Clamping of the single wire armour, Sealing Washer and Lock Nut, suitable for CU/XLPE/LSH/SWA/PVC cable, with Earth Tag and black color PVC shroud, According to the IEC 62444, IEC 60529.
1815 | GLAND | 75 | EPSE05EAAI6FN000 | CABLE GLAND | 32mm | 22 | 22 | 22 | 0 | 0 | Cable Glands, Made of Nickel Plated Brass, Industrial Type, IP65, ISO threaded, C/W Sealing of inner sheath and Outer sheath, Clamping of the single wire armour, Sealing Washer and Lock Nut, suitable for CU/XLPE/LSH/SWA/PVC cable, with Earth Tag and black color PVC shroud, According to the IEC 62444, IEC 60529.
1816 | GLAND | 75 | EPSE06EAAI6FN000 | CABLE GLAND | 40mm | 7 | 7 | 4 | 3 | 0 | Cable Glands, Made of Nickel Plated Brass, Industrial Type, IP65, ISO threaded, C/W Sealing of inner sheath and Outer sheath, Clamping of the single wire armour, Sealing Washer and Lock Nut, suitable for CU/XLPE/LSH/SWA/PVC cable, with Earth Tag and black color PVC shroud, According to the IEC 62444, IEC 60529.
1817 | GLAND | 75 | EPSE07EAAI6FN000 | CABLE GLAND | 50mm | 5 | 5 | 5 | 0 | 0 | Cable Glands, Made of Nickel Plated Brass, Industrial Type, IP65, ISO threaded, C/W Sealing of inner sheath and Outer sheath, Clamping of the single wire armour, Sealing Washer and Lock Nut, suitable for CU/XLPE/LSH/SWA/PVC cable, with Earth Tag and black color PVC shroud, According to the IEC 62444, IEC 60529.
1818 | GLAND | 75 | EPSE08EAAI6FN000 | CABLE GLAND | 63mm | 9 | 9 | 9 | 0 | 0 | Cable Glands, Made of Nickel Plated Brass, Industrial Type, IP65, ISO threaded, C/W Sealing of inner sheath and Outer sheath, Clamping of the single wire armour, Sealing Washer and Lock Nut, suitable for CU/XLPE/LSH/SWA/PVC cable, with Earth Tag and black color PVC shroud, According to the IEC 62444, IEC 60529.
1819 | GLAND | 75 | EPSE11EAAI6FN000 | CABLE GLAND | 75mm | 4 | 4 | 1 | 3 | 0 | Cable Glands, Made of Nickel Plated Brass, Industrial Type, IP65, ISO threaded, C/W Sealing of inner sheath and Outer sheath, Clamping of the single wire armour, Sealing Washer and Lock Nut, suitable for CU/XLPE/LSH/SWA/PVC cable, with Earth Tag and black color PVC shroud, According to the IEC 62444, IEC 60529.
1820 | GLAND | BD-40-02 | EPSE04IAAI6FN000 | CABLE GLAND | 25mm | 19 | 19 | 0 | 19 | 0 | Cable Glands, Made of Nickel Plated Brass, Industrial Type, IP65, ISO threaded, C/W Sealing of inner sheath and Outer sheath, Sealing Washer and Lock Nut, suitable for CU/PVC/PVC cable, with Earth Tag and black color PVC shroud, According to the IEC 62444, IEC 60529. | U41
1821 | GLAND | BD-40-02 | EPSE06IAAI6FN000 | CABLE GLAND | 40mm | 2 | 2 | 0 | 2 | 0 | Cable Glands, Made of Nickel Plated Brass, Industrial Type, IP65, ISO threaded, C/W Sealing of inner sheath and Outer sheath, Sealing Washer and Lock Nut, suitable for CU/PVC/PVC cable, with Earth Tag and black color PVC shroud, According to the IEC 62444, IEC 60529. | U41
1822 | GLAND | BD-40-02 | EPSE05EAAI6FN000 | CABLE GLAND | 32mm | 5 | 5 | 0 | 5 | 0 | Cable Glands, Made of Nickel Plated Brass, Industrial Type, IP65, ISO threaded, C/W Sealing of inner sheath and Outer sheath, Clamping of the single wire armour, Sealing Washer and Lock Nut, suitable for CU/XLPE/LSH/SWA/PVC cable, with Earth Tag and black color PVC shroud, According to the IEC 62444, IEC 60529. | U41
1823 | GLAND | BD-40-02 | EPSE07EAAI6FN000 | CABLE GLAND | 50mm | 3 | 3 | 0 | 3 | 0 | Cable Glands, Made of Nickel Plated Brass, Industrial Type, IP65, ISO threaded, C/W Sealing of inner sheath and Outer sheath, Clamping of the single wire armour, Sealing Washer and Lock Nut, suitable for CU/XLPE/LSH/SWA/PVC cable, with Earth Tag and black color PVC shroud, According to the IEC 62444, IEC 60529. | U41
1824 | GLAND | BD-40-10 | EPSE04IAAH6FN000 | CABLE GLAND | 25mm | 46 | 46 | 0 | 46 | 0 | Cable Glands, Made of Nickel Plated Brass, Industrial Type, IP65, ISO threaded, C/W Sealing of inner sheath and Outer sheath, Sealing Washer and Lock Nut, suitable for CU/PVC/PVC cable, with Earth Tag and black color PVC shroud, According to the IEC 62444, IEC 60529. | U42
1825 | GLAND | BD-40-10 | EPSE05IAAH6FN000 | CABLE GLAND | 32mm | 3 | 3 | 0 | 3 | 0 | Cable Glands, Made of Nickel Plated Brass, Industrial Type, IP65, ISO threaded, C/W Sealing of inner sheath and Outer sheath, Sealing Washer and Lock Nut, suitable for CU/PVC/PVC cable, with Earth Tag and black color PVC shroud, According to the IEC 62444, IEC 60529. | U42
1826 | GLAND | BD-40-11 | EPSE04IAAH6FN000 | CABLE GLAND | 25mm | 25 | 25 | 0 | 25 | 0 | Cable Glands, Made of Nickel Plated Brass, Industrial Type, IP65, ISO threaded, C/W Sealing of inner sheath and Outer sheath, Sealing Washer and Lock Nut, suitable for CU/PVC/PVC cable, with Earth Tag and black color PVC shroud, According to the IEC 62444, IEC 60529. | U42
1827 | GLAND | BD-40-11 | EPSE05IAAH6FN000 | CABLE GLAND | 32mm | 2 | 2 | 0 | 2 | 0 | Cable Glands, Made of Nickel Plated Brass, Industrial Type, IP65, ISO threaded, C/W Sealing of inner sheath and Outer sheath, Sealing Washer and Lock Nut, suitable for CU/PVC/PVC cable, with Earth Tag and black color PVC shroud, According to the IEC 62444, IEC 60529. | U42
1828 | GLAND | BD-40-12 | EPSE04IAAH6FN000 | CABLE GLAND | 25mm | 21 | 21 | 0 | 21 | 0 | Cable Glands, Made of Nickel Plated Brass, Industrial Type, IP65, ISO threaded, C/W Sealing of inner sheath and Outer sheath, Sealing Washer and Lock Nut, suitable for CU/PVC/PVC cable, with Earth Tag and black color PVC shroud, According to the IEC 62444, IEC 60529. | U42
1829 | GLAND | CR-40-01 | EPSE04IAAH6FN000 | CABLE GLAND | 25mm | 58 | 58 | 58 | 0 | 0 | Cable Glands, Made of Nickel Plated Brass, Industrial Type, IP65, ISO threaded, C/W Sealing of inner sheath and Outer sheath, Clamping of the Single wire armour, Sealing Washer and Lock Nut, suitable for CU/PVC/PVC cable, with Earth Tag and black color PVC shroud, According to the IEC 62444, IEC 60529. |  | EPSE04IABA6FN000
1830 | GLAND | CR-40-02 | EPSE04IAAH6FN000 | CABLE GLAND | 25mm | 41 | 41 | 41 | 0 | 0 | Cable Glands, Made of Nickel Plated Brass, Industrial Type, IP65, ISO threaded, C/W Sealing of inner sheath and Outer sheath, Sealing Washer and Lock Nut, suitable for CU/PVC/PVC cable, with Earth Tag and black color PVC shroud, According to the IEC 62444, IEC 60529. |  | EPSE04IABA6FN000
1831 | GLAND | CR-40-03 | EPSE04IAAH6FN000 | CABLE GLAND | 25mm | 43 | 43 | 0 | 43 | 0 | Cable Glands, Made of Nickel Plated Brass, Industrial Type, IP65, ISO threaded, C/W Sealing of inner sheath and Outer sheath, Sealing Washer and Lock Nut, suitable for CU/PVC/PVC cable, with Earth Tag and black color PVC shroud, According to the IEC 62444, IEC 60529. |  | EPSE04IABA6FN000
1832 | GLAND | RIB-40-01 | EPSE04IAAH6FN000 | CABLE GLAND | 25mm | 11 | 11 | 11 | 0 | 0 | Cable Glands, Made of Nickel Plated Brass, Industrial Type, IP65, ISO threaded, C/W Sealing of inner sheath and Outer sheath, Sealing Washer and Lock Nut, suitable for CU/PVC/PVC cable, with Earth Tag and black color PVC shroud, According to the IEC 62444, IEC 60529.
1833 | GLAND | RIB-40-02 | EPSE04IAAH6FN000 | CABLE GLAND | 25mm | 14 | 14 | 14 | 0 | 0 | Cable Glands, Made of Nickel Plated Brass, Industrial Type, IP65, ISO threaded, C/W Sealing of inner sheath and Outer sheath, Sealing Washer and Lock Nut, suitable for CU/PVC/PVC cable, with Earth Tag and black color PVC shroud, According to the IEC 62444, IEC 60529.
1834 | GLAND | RIB-40-03 | EPSE04IAAH6FN000 | CABLE GLAND | 25mm | 23 | 23 | 23 | 0 | 0 | Cable Glands, Made of Nickel Plated Brass, Industrial Type, IP65, ISO threaded, C/W Sealing of inner sheath and Outer sheath, Sealing Washer and Lock Nut, suitable for CU/PVC/PVC cable, with Earth Tag and black color PVC shroud, According to the IEC 62444, IEC 60529.
1835 | GLAND | SS-40-03 | EPSE04IAAH6FN000 | CABLE GLAND | 25mm | 30 | 30 | 16 | 14 | 0 | Cable Glands, Made of Nickel Plated Brass, Industrial Type, IP65, ISO threaded, C/W Sealing of inner sheath and Outer sheath, Sealing Washer and Lock Nut, suitable for CU/PVC/PVC cable, with Earth Tag and black color PVC shroud, According to the IEC 62444, IEC 60529. |  | EPSE04IAAI6FN000
1836 | GLAND | SS-40-03 | EPSE05IAAH6FN000 | CABLE GLAND | 32mm | 3 | 3 | 2 | 1 | 0 | Cable Glands, Made of Nickel Plated Brass, Industrial Type, IP65, ISO threaded, C/W Sealing of inner sheath and Outer sheath, Sealing Washer and Lock Nut, suitable for CU/PVC/PVC cable, with Earth Tag and black color PVC shroud, According to the IEC 62444, IEC 60529. |  | EPSE05IAAI6FN000
1837 | GLAND | SS-40-04 | EPSE04IAAH6FN000 | CABLE GLAND | 25mm | 34 | 34 | 34 | 0 | 0 | Cable Glands, Made of Nickel Plated Brass, Industrial Type, IP65, ISO threaded, C/W Sealing of inner sheath and Outer sheath, Sealing Washer and Lock Nut, suitable for CU/PVC/PVC cable, with Earth Tag and black color PVC shroud, According to the IEC 62444, IEC 60529. |  | EPSE04IAAI6FN000
1838 | GLAND | SS-40-04 | EPSE05IAAH6FN000 | CABLE GLAND | 32mm | 3 | 3 | 2 | 1 | 0 | Cable Glands, Made of Nickel Plated Brass, Industrial Type, IP65, ISO threaded, C/W Sealing of inner sheath and Outer sheath, Sealing Washer and Lock Nut, suitable for CU/PVC/PVC cable, with Earth Tag and black color PVC shroud, According to the IEC 62444, IEC 60529. |  | EPSE05IAAI6FN000
1839 | GLAND | SS-40-05 | EPSE04IAAH6FN000 | CABLE GLAND | 25mm | 30 | 30 | 30 | 0 | 0 | Cable Glands, Made of Nickel Plated Brass, Industrial Type, IP65, ISO threaded, C/W Sealing of inner sheath and Outer sheath, Clamping of the Single wire armour, Sealing Washer and Lock Nut, suitable for CU/PVC/PVC cable, with Earth Tag and black color PVC shroud, According to the IEC 62444, IEC 60529. |  | EPSE04IAAI6FN000
1840 | GLAND | SS-40-05 | EPSE05IAAH6FN000 | CABLE GLAND | 32mm | 3 | 3 | 2 | 1 | 0 | Cable Glands, Made of Nickel Plated Brass, Industrial Type, IP65, ISO threaded, C/W Sealing of inner sheath and Outer sheath, Clamping of the Single wire armour, Sealing Washer and Lock Nut, suitable for CU/PVC/PVC cable, with Earth Tag and black color PVC shroud, According to the IEC 62444, IEC 60529. |  | EPSE05IAAI6FN000
1841 | GLAND | SS-40-09 | EPSE04IAAH6FN000 | CABLE GLAND | 25mm | 31 | 31 | 31 | 0 | 0 | Cable Glands, Made of Nickel Plated Brass, Industrial Type, IP65, ISO threaded, C/W Sealing of inner sheath and Outer sheath, Sealing Washer and Lock Nut, suitable for CU/PVC/PVC cable, with Earth Tag and black color PVC shroud, According to the IEC 62444, IEC 60529. |  | EPSE04IAAI6FN000
1842 | GLAND | SS-40-09 | EPSE05IAAH6FN000 | CABLE GLAND | 32mm | 4 | 4 | 3 | 1 | 0 | Cable Glands, Made of Nickel Plated Brass, Industrial Type, IP65, ISO threaded, C/W Sealing of inner sheath and Outer sheath, Sealing Washer and Lock Nut, suitable for CU/PVC/PVC cable, with Earth Tag and black color PVC shroud, According to the IEC 62444, IEC 60529. |  | EPSE05IAAI6FN000
1843 | GLAND | SS-40-03 | EPSE05EAAI6FN000 | CABLE GLAND | 32mm | 9 | 9 | 0 | 9 | 0 | Cable Glands, Made of Nickel Plated Brass, Industrial Type, IP65, ISO threaded, C/W Sealing of inner sheath and Outer sheath, Clamping of the single wire armour, Sealing Washer and Lock Nut, suitable for CU/XLPE/LSH/SWA/PVC cable, with Earth Tag and black color PVC shroud, According to the IEC 62444, IEC 60529. | SS-48-03 | M32-Cs
1844 | GLAND | SS-40-03 | EPSE06EAAI6FN000 | CABLE GLAND | 40mm | 23 | 23 | 0 | 23 | 0 | Cable Glands, Made of Nickel Plated Brass, Industrial Type, IP65, ISO threaded, C/W Sealing of inner sheath and Outer sheath, Clamping of the single wire armour, Sealing Washer and Lock Nut, suitable for CU/XLPE/LSH/SWA/PVC cable, with Earth Tag and black color PVC shroud, According to the IEC 62444, IEC 60529. | SS-48-03 | 5x(M40-C2)+18x(M40-C2s)
1845 | GLAND | SS-40-03 | EPSE07EAAI6FN000 | CABLE GLAND | 50mm | 75 | 75 | 0 | 75 | 0 | Cable Glands, Made of Nickel Plated Brass, Industrial Type, IP65, ISO threaded, C/W Sealing of inner sheath and Outer sheath, Clamping of the single wire armour, Sealing Washer and Lock Nut, suitable for CU/XLPE/LSH/SWA/PVC cable, with Earth Tag and black color PVC shroud, According to the IEC 62444, IEC 60529. | SS-48-03 | M50-Ds
1846 | GLAND | SS-40-03 | EPSE08EAAI6FN000 | CABLE GLAND | 63mm | 78 | 78 | 0 | 78 | 0 | Cable Glands, Made of Nickel Plated Brass, Industrial Type, IP65, ISO threaded, C/W Sealing of inner sheath and Outer sheath, Clamping of the single wire armour, Sealing Washer and Lock Nut, suitable for CU/XLPE/LSH/SWA/PVC cable, with Earth Tag and black color PVC shroud, According to the IEC 62444, IEC 60529. | SS-48-03 | 49x(M63-Ess)+29x(M63-Es)
1847 | GLAND | SS-40-03 | EPSE03LAAI6FN000 | CABLE GLAND | 20mm | 492 | 492 | 0 | 492 | 0 | Cable Glands, Made of Nickel Plated Brass, Industrial Type, IP65, ISO threaded, C/W Sealing of inner sheath and Outer sheath, Clamping of the Single wire armour, Sealing Washer and Lock Nut, suitable for CU/XLPE/SWA/PVC cable, with Earth Tag and black color PVC shroud, According to the IEC 62444, IEC 60529. | SS-48-03 | 11x(M20-O)+481x(M20-A)
1848 | GLAND | SS-40-03 | EPSE04LAAI6FN000 | CABLE GLAND | 25mm | 132 | 132 | 0 | 132 | 0 | Cable Glands, Made of Nickel Plated Brass, Industrial Type, IP65, ISO threaded, C/W Sealing of inner sheath and Outer sheath, Clamping of the Single wire armour, Sealing Washer and Lock Nut, suitable for CU/XLPE/SWA/PVC cable, with Earth Tag and black color PVC shroud, According to the IEC 62444, IEC 60529. | SS-48-03 | M25-B
1849 | GLAND | SS-40-03 | EPSE05LAAI6FN000 | CABLE GLAND | 32mm | 150 | 150 | 0 | 150 | 0 | Cable Glands, Made of Nickel Plated Brass, Industrial Type, IP65, ISO threaded, C/W Sealing of inner sheath and Outer sheath, Clamping of the Single wire armour, Sealing Washer and Lock Nut, suitable for CU/XLPE/SWA/PVC cable, with Earth Tag and black color PVC shroud, According to the IEC 62444, IEC 60529. | SS-48-03 | M32-C
1850 | GLAND | SS-40-03 | EPSE06LAAI6FN000 | CABLE GLAND | 40mm | 190 | 190 | 0 | 190 | 0 | Cable Glands, Made of Nickel Plated Brass, Industrial Type, IP65, ISO threaded, C/W Sealing of inner sheath and Outer sheath, Clamping of the Single wire armour, Sealing Washer and Lock Nut, suitable for CU/XLPE/SWA/PVC cable, with Earth Tag and black color PVC shroud, According to the IEC 62444, IEC 60529. | SS-48-03 | M40-C2
1851 | GLAND | SS-40-03 | EPSE07LAAI6FN000 | CABLE GLAND | 50mm | 36 | 36 | 0 | 36 | 0 | Cable Glands, Made of Nickel Plated Brass, Industrial Type, IP65, ISO threaded, C/W Sealing of inner sheath and Outer sheath, Clamping of the Single wire armour, Sealing Washer and Lock Nut, suitable for CU/XLPE/SWA/PVC cable, with Earth Tag and black color PVC shroud, According to the IEC 62444, IEC 60529. | SS-48-03 | M50-D
1852 | GLAND | SS-40-03 | EPSE08LAAI6FN000 | CABLE GLAND | 63mm | 35 | 35 | 0 | 35 | 0 | Cable Glands, Made of Nickel Plated Brass, Industrial Type, IP65, ISO threaded, C/W Sealing of inner sheath and Outer sheath, Clamping of the Single wire armour, Sealing Washer and Lock Nut, suitable for CU/XLPE/SWA/PVC cable, with Earth Tag and black color PVC shroud, According to the IEC 62444, IEC 60529. | SS-48-03 | M63-E
1853 | GLAND | SS-40-03 | EPSE11LAAI6FN000 | CABLE GLAND | 75mm | 11 | 11 | 0 | 11 | 0 | Cable Glands, Made of Nickel Plated Brass, Industrial Type, IP65, ISO threaded, C/W Sealing of inner sheath and Outer sheath, Clamping of the Single wire armour, Sealing Washer and Lock Nut, suitable for CU/XLPE/SWA/PVC cable, with Earth Tag and black color PVC shroud, According to the IEC 62444, IEC 60529. | SS-48-03 | M75-F
1854 | GLAND | SS-40-04 | EPSE05EAAI6FN000 | CABLE GLAND | 32mm | 7 | 7 | 0 | 7 | 0 | Cable Glands, Made of Nickel Plated Brass, Industrial Type, IP65, ISO Threaded, C/W Sealing of Inner Sheath and Outer Sheath, Clamping of the Single Wire Armour, Sealing Washer and Lock Nut, Suitable for CU/XLPE/LSH/SWA/PVC Cable, with Earth Tag and Black Color PVC Shroud, According to the IEC 62444, IEC 60529. | SS-48-04 | M32-Cs
1855 | GLAND | SS-40-04 | EPSE07EAAI6FN000 | CABLE GLAND | 50mm | 60 | 60 | 0 | 60 | 0 | Cable Glands, Made of Nickel Plated Brass, Industrial Type, IP65, ISO Threaded, C/W Sealing of Inner Sheath and Outer Sheath, Clamping of the Single Wire Armour, Sealing Washer and Lock Nut, Suitable for CU/XLPE/LSH/SWA/PVC Cable, with Earth Tag and Black Color PVC Shroud, According to the IEC 62444, IEC 60529. | SS-48-04 | M50-Ds
1856 | GLAND | SS-40-04 | EPSE08EAAI6FN000 | CABLE GLAND | 63mm | 10 | 10 | 0 | 10 | 0 | Cable Glands, Made of Nickel Plated Brass, Industrial Type, IP65, ISO Threaded, C/W Sealing of Inner Sheath and Outer Sheath, Clamping of the Single Wire Armour, Sealing Washer and Lock Nut, Suitable for CU/XLPE/LSH/SWA/PVC Cable, with Earth Tag and Black Color PVC Shroud, According to the IEC 62444, IEC 60529. | SS-48-04 | 3xM63-Es+3xM63-Ess
1857 | GLAND | SS-40-04 | EPSE03LAAI6FN000 | CABLE GLAND | 20mm | 410 | 410 | 0 | 410 | 0 | Cable Glands, Made of Nickel Plated Brass, Industrial Type, IP65, ISO Threaded, C/W Sealing of Inner Sheath and Outer Sheath, Clamping of the Single Wire Armour, Sealing Washer and Lock Nut, Suitable for CU/XLPE/LSH/SWA/PVC Cable, with Earth Tag and Black Color PVC Shroud, According to the IEC 62444, IEC 60529. | SS-48-04 | M20-A
1858 | GLAND | SS-40-04 | EPSE04LAAI6FN000 | CABLE GLAND | 25mm | 66 | 66 | 0 | 66 | 0 | Cable Glands, Made of Nickel Plated Brass, Industrial Type, IP65, ISO Threaded, C/W Sealing of Inner Sheath and Outer Sheath, Clamping of the Single Wire Armour, Sealing Washer and Lock Nut, Suitable for CU/XLPE/LSH/SWA/PVC Cable, with Earth Tag and Black Color PVC Shroud, According to the IEC 62444, IEC 60529. | SS-48-04 | M25-B
1859 | GLAND | SS-40-04 | EPSE05LAAI6FN000 | CABLE GLAND | 32mm | 189 | 189 | 0 | 189 | 0 | Cable Glands, Made of Nickel Plated Brass, Industrial Type, IP65, ISO Threaded, C/W Sealing of Inner Sheath and Outer Sheath, Clamping of the Single Wire Armour, Sealing Washer and Lock Nut, Suitable for CU/XLPE/LSH/SWA/PVC Cable, with Earth Tag and Black Color PVC Shroud, According to the IEC 62444, IEC 60529. | SS-48-04 | M32-C
1860 | GLAND | SS-40-04 | EPSE06LAAI6FN000 | CABLE GLAND | 40mm | 93 | 93 | 0 | 93 | 0 | Cable Glands, Made of Nickel Plated Brass, Industrial Type, IP65, ISO Threaded, C/W Sealing of Inner Sheath and Outer Sheath, Clamping of the Single Wire Armour, Sealing Washer and Lock Nut, Suitable for CU/XLPE/LSH/SWA/PVC Cable, with Earth Tag and Black Color PVC Shroud, According to the IEC 62444, IEC 60529. | SS-48-04 | M40-C2
1861 | GLAND | SS-40-04 | EPSE07LAAI6FN000 | CABLE GLAND | 50mm | 5 | 5 | 0 | 5 | 0 | Cable Glands, Made of Nickel Plated Brass, Industrial Type, IP65, ISO Threaded, C/W Sealing of Inner Sheath and Outer Sheath, Clamping of the Single Wire Armour, Sealing Washer and Lock Nut, Suitable for CU/XLPE/LSH/SWA/PVC Cable, with Earth Tag and Black Color PVC Shroud, According to the IEC 62444, IEC 60529. | SS-48-04 | M50-D
1862 | GLAND | SS-40-04 | EPSE08LAAI6FN000 | CABLE GLAND | 63mm | 30 | 30 | 0 | 30 | 0 | Cable Glands, Made of Nickel Plated Brass, Industrial Type, IP65, ISO Threaded, C/W Sealing of Inner Sheath and Outer Sheath, Clamping of the Single Wire Armour, Sealing Washer and Lock Nut, Suitable for CU/XLPE/LSH/SWA/PVC Cable, with Earth Tag and Black Color PVC Shroud, According to the IEC 62444, IEC 60529. | SS-48-04 | M63-E
1863 | GLAND | SS-40-05 | EPSE04EAAI6FN000 | CABLE GLAND | 25mm | 16 | 16 | 0 | 16 | 0 | Cable Glands, Made of Nickel Plated Brass, Industrial Type, IP65, ISO threaded, C/W Sealing of inner sheath and Outer sheath, Clamping of the single wire armour, Sealing Washer and Lock Nut, suitable for CU/XLPE/LSH/SWA/PVC cable, with Earth Tag and black color PVC shroud, According to the IEC 62444, IEC 60529. | SS-48-05 | M25-B
1864 | GLAND | SS-40-05 | EPSE05EAAI6FN000 | CABLE GLAND | 32mm | 40 | 40 | 0 | 40 | 0 | Cable Glands, Made of Nickel Plated Brass, Industrial Type, IP65, ISO threaded, C/W Sealing of inner sheath and Outer sheath, Clamping of the single wire armour, Sealing Washer and Lock Nut, suitable for CU/XLPE/LSH/SWA/PVC cable, with Earth Tag and black color PVC shroud, According to the IEC 62444, IEC 60529. | SS-48-05 | 35x(M32-Cs)+5x(M32-C)
1865 | GLAND | SS-40-05 | EPSE06EAAI6FN000 | CABLE GLAND | 40mm | 27 | 27 | 0 | 27 | 0 | Cable Glands, Made of Nickel Plated Brass, Industrial Type, IP65, ISO threaded, C/W Sealing of inner sheath and Outer sheath, Clamping of the single wire armour, Sealing Washer and Lock Nut, suitable for CU/XLPE/LSH/SWA/PVC cable, with Earth Tag and black color PVC shroud, According to the IEC 62444, IEC 60529. | SS-48-05 | M40-C2s
1866 | GLAND | SS-40-05 | EPSE07EAAI6FN000 | CABLE GLAND | 50mm | 88 | 88 | 0 | 88 | 0 | Cable Glands, Made of Nickel Plated Brass, Industrial Type, IP65, ISO threaded, C/W Sealing of inner sheath and Outer sheath, Clamping of the single wire armour, Sealing Washer and Lock Nut, suitable for CU/XLPE/LSH/SWA/PVC cable, with Earth Tag and black color PVC shroud, According to the IEC 62444, IEC 60529. | SS-48-05 | M50-Ds
1867 | GLAND | SS-40-05 | EPSE08EAAI6FN000 | CABLE GLAND | 63mm | 14 | 14 | 0 | 14 | 0 | Cable Glands, Made of Nickel Plated Brass, Industrial Type, IP65, ISO threaded, C/W Sealing of inner sheath and Outer sheath, Clamping of the single wire armour, Sealing Washer and Lock Nut, suitable for CU/XLPE/LSH/SWA/PVC cable, with Earth Tag and black color PVC shroud, According to the IEC 62444, IEC 60529. | SS-48-05 | M63-Es
1868 | GLAND | SS-40-05 | EPSE03LAAI6FN000 | CABLE GLAND | 20mm | 371 | 371 | 0 | 371 | 0 | Cable Glands, Made of Nickel Plated Brass, Industrial Type, IP65, ISO threaded, C/W Sealing of inner sheath and Outer sheath, Clamping of the Single wire armour, Sealing Washer and Lock Nut, suitable for CU/XLPE/SWA/PVC cable, with Earth Tag and black color PVC shroud, According to the IEC 62444, IEC 60529. | SS-48-05 | 335x(M20-A)+36x(M20-O)
1869 | GLAND | SS-40-05 | EPSE04LAAI6FN000 | CABLE GLAND | 25mm | 230 | 230 | 0 | 230 | 0 | Cable Glands, Made of Nickel Plated Brass, Industrial Type, IP65, ISO threaded, C/W Sealing of inner sheath and Outer sheath, Clamping of the Single wire armour, Sealing Washer and Lock Nut, suitable for CU/XLPE/SWA/PVC cable, with Earth Tag and black color PVC shroud, According to the IEC 62444, IEC 60529. | SS-48-05 | M25-B
1870 | GLAND | SS-40-05 | EPSE05LAAI6FN000 | CABLE GLAND | 32mm | 249 | 249 | 0 | 249 | 0 | Cable Glands, Made of Nickel Plated Brass, Industrial Type, IP65, ISO threaded, C/W Sealing of inner sheath and Outer sheath, Clamping of the Single wire armour, Sealing Washer and Lock Nut, suitable for CU/XLPE/SWA/PVC cable, with Earth Tag and black color PVC shroud, According to the IEC 62444, IEC 60529. | SS-48-05 | M32-C
1871 | GLAND | SS-40-05 | EPSE06LAAI6FN000 | CABLE GLAND | 40mm | 40 | 40 | 0 | 40 | 0 | Cable Glands, Made of Nickel Plated Brass, Industrial Type, IP65, ISO threaded, C/W Sealing of inner sheath and Outer sheath, Clamping of the Single wire armour, Sealing Washer and Lock Nut, suitable for CU/XLPE/SWA/PVC cable, with Earth Tag and black color PVC shroud, According to the IEC 62444, IEC 60529. | SS-48-05 | M40-C2
1872 | GLAND | SS-40-05 | EPSE07LAAI6FN000 | CABLE GLAND | 50mm | 77 | 77 | 0 | 77 | 0 | Cable Glands, Made of Nickel Plated Brass, Industrial Type, IP65, ISO threaded, C/W Sealing of inner sheath and Outer sheath, Clamping of the Single wire armour, Sealing Washer and Lock Nut, suitable for CU/XLPE/SWA/PVC cable, with Earth Tag and black color PVC shroud, According to the IEC 62444, IEC 60529. | SS-48-05 | M50-D
1873 | GLAND | SS-40-05 | EPSE08LAAI6FN000 | CABLE GLAND | 63mm | 33 | 33 | 0 | 33 | 0 | Cable Glands, Made of Nickel Plated Brass, Industrial Type, IP65, ISO threaded, C/W Sealing of inner sheath and Outer sheath, Clamping of the Single wire armour, Sealing Washer and Lock Nut, suitable for CU/XLPE/SWA/PVC cable, with Earth Tag and black color PVC shroud, According to the IEC 62444, IEC 60529. | SS-48-05 | M63-E
1874 | GLAND | SS-40-09 | EPSE04EAAI6FN000 | CABLE GLAND | 25mm | 7 | 7 | 6 | 1 | 0 | Cable Glands, Made of Nickel Plated Brass, Industrial Type, IP65, ISO threaded, C/W Sealing of inner sheath and Outer sheath, Clamping of the single wire armour, Sealing Washer and Lock Nut, suitable for CU/XLPE/LSH/SWA/PVC cable, with Earth Tag and black color PVC shroud, According to the IEC 62444, IEC 60529. | SS-48-09 | M25-B
1875 | GLAND | SS-40-09 | EPSE05EAAI6FN000 | CABLE GLAND | 32mm | 25 | 25 | 8 | 17 | 0 | Cable Glands, Made of Nickel Plated Brass, Industrial Type, IP65, ISO threaded, C/W Sealing of inner sheath and Outer sheath, Clamping of the single wire armour, Sealing Washer and Lock Nut, suitable for CU/XLPE/LSH/SWA/PVC cable, with Earth Tag and black color PVC shroud, According to the IEC 62444, IEC 60529. | SS-48-09 | 5x(M32-C)+20x(M32-Cs)
1876 | GLAND | SS-40-09 | EPSE07EAAI6FN000 | CABLE GLAND | 50mm | 75 | 75 | 68 | 7 | 0 | Cable Glands, Made of Nickel Plated Brass, Industrial Type, IP65, ISO threaded, C/W Sealing of inner sheath and Outer sheath, Clamping of the single wire armour, Sealing Washer and Lock Nut, suitable for CU/XLPE/LSH/SWA/PVC cable, with Earth Tag and black color PVC shroud, According to the IEC 62444, IEC 60529. | SS-48-09 | M50-Ds
1877 | GLAND | SS-40-09 | EPSE08EAAI6FN000 | CABLE GLAND | 63mm | 8 | 8 | 0 | 8 | 0 | Cable Glands, Made of Nickel Plated Brass, Industrial Type, IP65, ISO threaded, C/W Sealing of inner sheath and Outer sheath, Clamping of the single wire armour, Sealing Washer and Lock Nut, suitable for CU/XLPE/LSH/SWA/PVC cable, with Earth Tag and black color PVC shroud, According to the IEC 62444, IEC 60529. | SS-48-09 | 3x(M63-Ess)+5x(M63-Es)
1878 | GLAND | SS-40-09 | EPSE03LAAI6FN000 | CABLE GLAND | 20mm | 477 | 477 | 65 | 412 | 0 | Cable Glands, Made of Nickel Plated Brass, Industrial Type, IP65, ISO threaded, C/W Sealing of inner sheath and Outer sheath, Clamping of the Single wire armour, Sealing Washer and Lock Nut, suitable for CU/XLPE/SWA/PVC cable, with Earth Tag and black color PVC shroud, According to the IEC 62444, IEC 60529. | SS-48-09 | M20-A
1879 | GLAND | SS-40-09 | EPSE04LAAI6FN000 | CABLE GLAND | 25mm | 140 | 140 | 2 | 138 | 0 | Cable Glands, Made of Nickel Plated Brass, Industrial Type, IP65, ISO threaded, C/W Sealing of inner sheath and Outer sheath, Clamping of the Single wire armour, Sealing Washer and Lock Nut, suitable for CU/XLPE/SWA/PVC cable, with Earth Tag and black color PVC shroud, According to the IEC 62444, IEC 60529. | SS-48-09 | M25-B
1880 | GLAND | SS-40-09 | EPSE05LAAI6FN000 | CABLE GLAND | 32mm | 285 | 285 | 266 | 19 | 0 | Cable Glands, Made of Nickel Plated Brass, Industrial Type, IP65, ISO threaded, C/W Sealing of inner sheath and Outer sheath, Clamping of the Single wire armour, Sealing Washer and Lock Nut, suitable for CU/XLPE/SWA/PVC cable, with Earth Tag and black color PVC shroud, According to the IEC 62444, IEC 60529. | SS-48-09 | M32-C
1881 | GLAND | SS-40-09 | EPSE06LAAI6FN000 | CABLE GLAND | 40mm | 124 | 124 | 112 | 12 | 0 | Cable Glands, Made of Nickel Plated Brass, Industrial Type, IP65, ISO threaded, C/W Sealing of inner sheath and Outer sheath, Clamping of the Single wire armour, Sealing Washer and Lock Nut, suitable for CU/XLPE/SWA/PVC cable, with Earth Tag and black color PVC shroud, According to the IEC 62444, IEC 60529. | SS-48-09 | M40-C2
1882 | GLAND | SS-40-09 | EPSE07LAAI6FN000 | CABLE GLAND | 50mm | 77 | 77 | 68 | 9 | 0 | Cable Glands, Made of Nickel Plated Brass, Industrial Type, IP65, ISO threaded, C/W Sealing of inner sheath and Outer sheath, Clamping of the Single wire armour, Sealing Washer and Lock Nut, suitable for CU/XLPE/SWA/PVC cable, with Earth Tag and black color PVC shroud, According to the IEC 62444, IEC 60529. | SS-48-09 | M50-D
1883 | GLAND | SS-40-09 | EPSE08LAAI6FN000 | CABLE GLAND | 63mm | 40 | 40 | 40 | 0 | 0 | Cable Glands, Made of Nickel Plated Brass, Industrial Type, IP65, ISO threaded, C/W Sealing of inner sheath and Outer sheath, Clamping of the Single wire armour, Sealing Washer and Lock Nut, suitable for CU/XLPE/SWA/PVC cable, with Earth Tag and black color PVC shroud, According to the IEC 62444, IEC 60529. | SS-48-09 | M63-E
1884 | LIGHTING | 20 | ELLD02L05AAA6FN2T3 | FIXTURE | 2*36W | 3 | 3 | 0 | 3 | 0 | Fluorescent Lighting Fixture, with 2x36 W Bi-Pin white color Lamps, 230 V AC, 50 Hz,1Ph+N+PE, Explosion Proof Exd IIB T3, IP65, Metallic and Corrosion Resistant Enclosure type with anodized Reflector and Transparent Bowl, impact resistant Polycarbonate or equivalent material, with Diffuser, Surface Mounted, Complete with Electronic Ballast, High Power Factor>= 0.9, Through Wiring as per IEC 60598-1, Figure 20-b, Terminal Size 4 mm², 2 Side Entries (one Entry Each Side), Earthing terminal and internal wiring, Suitable for Conduit/Cable Gland ISO Thread 20 mm with 1xM20 Cable Glands With Shrouds Suitable For 3x2.5 mm² Cu/XLPE/SWA/PVC Cable and one Stop Plug, Stainless Steel Ceiling Bracket, Bolts, Nuts and Washers Suitable for fixing on Ceiling. |  |  | Fluorescent
1885 | LIGHTING | 20 | ELLF10G11AAI5FN000 | FIXTURE | 1*400W | 30 | 30 | 0 | 30 | 0 | Floodlight Fixture, 400 W, 230 V, 50 Hz, Metal Halide (HIT) Lamp, Weather & Dust Proof, IP55W, Wide Beam, Cast Aluminum Housing with Internal Adjustable Mirror Reflector of Anodized Aluminum, Porcelain Lamp holder E40, Shock and Thermal Resistant Diffuser Glass Front Cover, Complete with Control Gear, Capacitor, Robust Non-Corroding, Swiveling and Tilting Galvanized Steel Cradle and Bracket for Tower-Top Mounting, Industrial Terminal Box, Terminal Size 4 mm² & Suitable 1xM20 Cable Gland for 3x4 mm² Cu/XLPE/SWA/PVC Cable, Grounding terminal and internal wiring, Mounting Facilities, Suitable for Plant site conditions. |  | MTO=ELLF10G11AAI5FN000 | FLOODLIGHT
1886 | LIGHTING | 20 | EPSH044A6FN2T3 | JUNCTION BOX | 4WAY | 5 | 5 | 0 | 5 | 0 | 4 Way Junction Box, Small Pattern, Circular Type, Explosion Proof Exd IIB T3, IP65, Outdoor Type, Surface Mounted, made of copper free Aluminum or cast iron, Corrosion Resistant Body, completely with terminals, mounting rails, end plates, marking strips, internal Plate with Cover, with Hole Sizes 1xM25+3xM20 (1 No. On Each Side), With 1xM25 Cable Glands and Shrouds Suitable For 3x6 mm² Cu/XLPE/LSH/SWA/PVC Cable, With 1xM20 Cable Glands and Shrouds Suitable For 3x6 mm² Cu/XLPE/SWA/PVC Cable and with one stop plug , 2xM20 Cable Glands and Shrouds Suitable For 3x2.5 mm² Cu/XLPE/SWA/PVC Cable and with one Stop Plug, Minimum 8 Nos. Terminals Suitable for 6 mm² Cable and Cross Connection Poles, Internal Earth Stud including all fixing material. |  |  | JB
1887 | LIGHTING | 20 | EPSH06OI5FN000 | JUNCTION BOX | 4WAY | 13 | 13 | 0 | 13 | 0 | Junction Box for Floodlight Fixture, Rectangular, surface mounted, made of copper free Aluminum or Cast Iron, Corrosion Resistant Enclosure, Weather Proof Type, IP55W, Outdoor type, with hole sizes 2xM40 cable glands for 4x25 mm2 XLPE/LSH/SWA/PVC cable on the bottom side for looping cable, with one stop plug and 2xM20 cable glands for 3x4 mm2 Cu/XLPE/SWA/PVC cable on the top with one stop plug, Min. 2 points for supporting and installation on the back side of junction box body, with 10x25 mm2 terminals on the down side and 6x4 mm2 on the top side with 2xMCB two poles with 6 A rating, Internal wiring, Internal and external grounding point, with suitable earth terminal |  |  | JB
1888 | LIGHTING | 20 | EPSH06UI5FN000 | JUNCTION BOX | 4WAY | 8 | 8 | 0 | 8 | 0 | Junction Box for Floodlight Fixture, Rectangular, surface mounted, made of copper free Aluminum or Cast Iron, Corrosion Resistant Enclosure, Weather Proof Type, IP55W, Outdoor type, with hole sizes 2xM40 cable glands for 4x25 mm2 XLPE/LSH/SWA/PVC cable on the bottom side for looping cable, with one stop plug and 4xM20 cable glands for 3x4 mm2 Cu/XLPE/SWA/PVC cable on the top with two stop plugs, Min. 2 points for supporting and installation on the back side of junction box body, with 10x25 mm2 terminals on the down side and 10x4 mm2 on the top side with 4xMCB two poles with 6 A rating, Internal wiring, Internal and external grounding point, with suitable earth terminal |  |  | JB
1889 | LIGHTING | 35 | ELLD02L13AAA6FN2T3 | FIXTURE | 2*36W | 4 | 4 | 4 | 0 | 0 | Fluorescent Lighting Fixture, with 2x36 W Bi-Pin white color Lamps, 230 V AC, 50 Hz,1Ph+N+PE, Explosion Proof Exd IIB T3, IP65, Metallic and Corrosion Resistant Enclosure type with anodized Reflector and Transparent Bowl, impact resistant Polycarbonate or equivalent material, with Diffuser, Pole Mounted, Complete with Electronic Ballast, High Power Factor>= 0.9, Through Wiring as per IEC 60598-1, Figure 20-b, Terminal Size 4 mm², 2 Side Entries (one Entry Each Side), Earthing terminal and internal wiring, Suitable for Conduit/Cable Gland ISO Thread 20 mm with 1xM20 Cable Glands With Shrouds Suitable For 3x2.5 mm² Cu/XLPE/SWA/PVC Cable and one Stop Plug, Stainless Steel Pipe Clamps, Bolts, Nuts and Washers Suitable for fixing on 2" diameter Pole/Stanchion. |  |  | Fluorescent
1890 | LIGHTING | 35 | ELLD02L05AAA6FN2T3 | FIXTURE | 2*36W | 49 | 49 | 46 | 3 | 0 | Fluorescent Lighting Fixture, with 2x36 W Bi-Pin white color Lamps, 230 V AC, 50 Hz,1Ph+N+PE, Explosion Proof Exd IIB T3, IP65, Metallic and Corrosion Resistant Enclosure type with anodized Reflector and Transparent Bowl, impact resistant Polycarbonate or equivalent material, with Diffuser, Surface Mounted, Complete with Electronic Ballast, High Power Factor>= 0.9, Through Wiring as per IEC 60598-1, Figure 20-b, Terminal Size 4 mm², 2 Side Entries (one Entry Each Side), Earthing terminal and internal wiring, Suitable for Conduit/Cable Gland ISO Thread 20 mm with 1xM20 Cable Glands With Shrouds Suitable For 3x2.5 mm² Cu/XLPE/SWA/PVC Cable and one Stop Plug, Stainless Steel Ceiling Bracket, Bolts, Nuts and Washers Suitable for fixing on Ceiling. |  |  | Fluorescent
1891 | LIGHTING | 35 | ELLD02K13AAA6FN3T3 | FIXTURE | 2*18W | 29 | 29 | 27 | 2 | 0 | Fluorescent Lighting Fixture, with 2x18 W Bi-Pin white color Lamps, 230 V AC, 50 Hz,1Ph+N+PE, Explosion Proof Exd IIC T3, IP65, Metallic and Corrosion Resistant Enclosure type with anodized Reflector and Transparent Bowl, impact resistant Polycarbonate or equivalent material, with Diffuser, Pole Mounted, Complete with Electronic Ballast, High Power Factor>= 0.9, Through Wiring as per IEC 60598-1, Figure 20-b, Terminal Size 4 mm², 2 Side Entries (one Entry Each Side), Earthing terminal and internal wiring, Suitable for Conduit/Cable Gland ISO Thread 20 mm with 1xM20 Cable Glands With Shrouds Suitable For 3x2.5 mm² Cu/XLPE/SWA/PVC Cable and one Stop Plug, Stainless Steel Pipe Clamps, Bolts, Nuts and Washers Suitable for fixing on 1½" diameter Pole/Stanchion. |  |  | Fluorescent
1892 | LIGHTING | 35 | ELLF10G12AAA6FN2T3 | FIXTURE | 1*400W | 1 | 1 | 1 | 0 | 0 | Floodlight Fixture, 400 W, 230 V, 50 Hz, Metal Halide (HIT) Lamp, Explosion Proof Exd IIB T3, IP65, Wide Beam, Cast Aluminum Housing with Internal Adjustable Mirror Reflector of Anodized Aluminum, Porcelain Lamp holder E40, Shock and Thermal Resistant Diffuser Glass Front Cover, Complete with Control Gear, Capacitor, Robust Non-Corroding, Swiveling and Tilting Galvanized Steel Cradle and Bracket for Concrete Wall/Steel Structure Mounting, Explosion Proof Terminal Box, Terminal Size 4 mm² & Suitable 1xM20 Exd IIBT3 IP65 Cable Gland for 3x4 mm² Cu/XLPE/SWA/PVC Cable, Grounding terminal and internal wiring, Mounting Facilities. |  |  | FLOODLIGHT
1893 | LIGHTING | 35 | ELLF10G12AAI5FN000 | FIXTURE | 1*400W | 8 | 8 | 8 | 0 | 0 | Floodlight Fixture, 400 W, 230 V, 50 Hz, Metal Halide (HIT) Lamp, Weather & Dust Proof, IP55W, Wide Beam, Cast Aluminum Housing with Internal Adjustable Mirror Reflector of Anodized Aluminum, Porcelain Lamp holder E40, Shock and Thermal Resistant Diffuser Glass Front Cover, Complete with Control Gear, Capacitor, Robust Non-Corroding, Swiveling and Tilting Galvanized Steel Cradle and Bracket for Concrete Wall/Steel Structure Mounting, Industrial Terminal Box, Terminal Size 4 mm² & Suitable 1xM20 Cable Gland for 3x4 mm² Cu/XLPE/SWA/PVC Cable, Grounding terminal and internal wiring, Mounting Facilities. |  |  | FLOODLIGHT
1894 | LIGHTING | 35 | EPSH05OI5FN000 | JUNCTION BOX | 4WAY | 8 | 8 | 8 | 0 | 0 | Junction Box for Floodlight Fixture, Rectangular, surface mounted, made of copper free Aluminum or Cast Iron, Corrosion Resistant Enclosure, Weather Proof Type, IP55W, Outdoor type, with hole sizes 2xM32cable glands for 4x10 mm2 XLPE/LSH/SWA/PVC cable on the bottom side for looping cable, with one stop plug and 2xM20 cable glands for 3x4 mm2 XLPE/SWA/PVC cable on the top with one stop plug, Min. 2 points for supporting and installation on the back side of junction box body, with 10x10 mm2 terminals on the down side and 6x4 mm2 on the top side with 2xMCB two poles with 6 A rating, Internal wiring, Internal and external grounding point, with suitable earth terminal. |  |  | JB
1895 | LIGHTING | 35 | EPSH043A6FN2T3 | JUNCTION BOX | 4WAY | 27 | 27 | 26 | 1 | 0 | 4 Way Junction Box, Small Pattern, Circular Type, Explosion Proof Exd IIB T3, IP65, Outdoor Type, Surface Mounted, made of copper free Aluminum or cast iron, Corrosion Resistant Body, completely with terminals, mounting rails, end plates, marking strips, internal Plate with Cover, with Hole Sizes 2xM25+2xM20 (1 No. On Each Side), With 2xM25 Cable Glands and Shrouds Suitable For 3x6 mm² Cu/XLPE/LSH/SWA/PVC Cable, with one stop plug and 2xM20 Cable Glands and Shrouds Suitable For 3x2.5 mm² Cu/XLPE/SWA/PVC Cable and with one Stop Plug, Minimum 8 Nos. Terminals Suitable for 6 mm² Cable and Cross Connection Poles, Internal Earth Stud including all fixing material. |  |  | JB
1896 | LIGHTING | 35 | EPSH043A6FN3T3 | JUNCTION BOX | 4WAY | 7 | 4 | 4 | 0 | 3 | 4 Way Junction Box, Small Pattern, Circular Type, Explosion Proof Exd IIC T3, IP65, Outdoor Type, Surface Mounted, made of copper free Aluminum or cast iron, Corrosion Resistant Body, completely with terminals, mounting rails, end plates, marking strips, internal Plate with Cover, with Hole Sizes 2xM25+2xM20 (1 No. On Each Side), With 2xM25 Cable Glands and Shrouds Suitable For 3x6 mm² Cu/XLPE/LSH/SWA/PVC Cable, with one stop plug and 2xM20 Cable Glands and Shrouds Suitable For 3x2.5 mm² Cu/XLPE/SWA/PVC Cable and with one Stop Plug, Minimum 8 Nos. Terminals Suitable for 6 mm² Cable and Cross Connection Poles, Internal Earth Stud including all fixing material. |  | Related to site shortage | JB
1897 | LIGHTING | 35 | EPSH03MA6FN3T3 | JUNCTION BOX | 4WAY | 25 | 25 | 24 | 1 | 0 | 4 Way Junction Box, Small Pattern, Circular Type, Explosion Proof Exd IIC T3, IP65, Outdoor Type, Surface Mounted, made of copper free Aluminum or cast iron, Corrosion Resistant Body, completely with terminals, mounting rails, end plates, marking strips, internal Plate with Cover, with Hole Sizes 4xM20 (1 No. On Each Side), With 2xM20 Cable Glands and Shrouds Suitable For 3x6 mm² Cu/XLPE/SWA/PVC Cable, with one stop plug and 2xM20 Cable Glands and Shrouds Suitable For 3x2.5 mm² Cu/XLPE/SWA/PVC Cable and with one Stop Plug, Minimum 8 Nos. Terminals Suitable for 6 mm² Cable and Cross Connection Poles, Internal Earth Stud including all fixing material. |  |  | JB
1898 | LIGHTING | 41 | ELLD02L05AAI5FN000 | FIXTURE | 2*36W | 55 | 55 | 55 | 0 | 0 | Fluorescent Lighting Fixture, with 2x36 W Bi-Pin white color Lamps, 230 V AC, 50 Hz,1Ph+N+PE, Weather Proof Type, IP55W, Metallic and Corrosion Resistant Enclosure type with anodized Reflector and Transparent Bowl, impact resistant Polycarbonate or equivalent material, with Diffuser, Surface Mounted, Complete with Electronic Ballast, High Power Factor>= 0.9, Through Wiring as per IEC 60598-1, Figure 20-b, Terminal Size 4 mm², 2 Side Entries (one Entry Each Side), Earthing terminal and internal wiring, Suitable for Conduit/Cable Gland ISO Thread 20 mm with 1xM20 Cable Glands With Shrouds Suitable For 3x2.5 mm² Cu/XLPE/SWA/PVC Cable and one Stop Plug, Stainless Steel Ceiling Bracket, Bolts, Nuts and Washers Suitable for fixing on Ceiling. |  |  | Fluorescent
1899 | LIGHTING | 41 | ELLD02K13AAI5FN000 | FIXTURE | 2*18W | 137 | 137 | 117 | 20 | 0 | Fluorescent Lighting Fixture, with 2x18 W Bi-Pin white color Lamps, 230 V AC, 50 Hz,1Ph+N+PE, Weather Proof Type, IP55W, Metallic and Corrosion Resistant Enclosure type with anodized Reflector and Transparent Bowl, impact resistant Polycarbonate or equivalent material, with Diffuser, Pole Mounted, Complete with Electronic Ballast, High Power Factor>= 0.9, Through Wiring as per IEC 60598-1, Figure 20-b, Terminal Size 4 mm², 2 Side Entries (one Entry Each Side), Earthing terminal and internal wiring, Suitable for Conduit/Cable Gland ISO Thread 20 mm with 1xM20 Cable Glands With Shrouds Suitable For 3x2.5 mm² Cu/XLPE/SWA/PVC Cable and one Stop Plug, Stainless Steel Pipe Clamps, Bolts, Nuts and Washers Suitable for fixing on 1½" diameter Pole/Stanchion. |  |  | Fluorescent
1900 | LIGHTING | 41 | ELLJ02L05AAI5FN000 | FIXTURE | 2*36W | 13 | 13 | 0 | 13 | 0 | Fluorescent Lighting Fixture, with 2x36 W Bi-Pin white color Lamps, 230 V AC, 50 Hz,1Ph+N+PE, Weather Proof Type, IP55W, Metallic and Corrosion Resistant Enclosure type with anodized Reflector and Transparent Bowl, impact resistant Polycarbonate or equivalent material, Surface Mounted, Complete with Electronic Ballast, High Power Factor>= 0.9, Through Wiring as per IEC 60598-1, Figure 20-b, Terminal Size 4 mm²,2 Side Entries (one Entry Each Side), Earthing terminal and internal wiring, Suitable for Conduit/Cable Gland ISO Thread 20 mm with 1xM20 Cable Glands With Shrouds Suitable For 3x2.5 mm² Cu/XLPE/SWA/PVC Cable and one Stop Plug, Stainless Steel Bolts, Nuts and Washers Suitable for fixing on Ceiling, With Battery, Battery Charger With 30 Min Back-Up Time. |  |  | Fluorescent
1901 | LIGHTING | 41 | ELLF10G11AAI5FN000 | FIXTURE | 1*400W | 9 | 9 | 9 | 0 | 0 | Floodlight Fixture, 400 W, 230 V, 50 Hz, Metal Halide (HIT) Lamp, Weather & Dust Proof, IP55W, Wide Beam, Cast Aluminum Housing with Internal Adjustable Mirror Reflector of Anodized Aluminum, Porcelain Lamp holder E40, Shock and Thermal Resistant Diffuser Glass Front Cover, Complete with Control Gear, Capacitor, Robust Non-Corroding, Swiveling and Tilting Galvanized Steel Cradle and Bracket for Tower-Top Mounting, Industrial Terminal Box, Terminal Size 4 mm² & Suitable 1xM20 Cable Gland for 3x4 mm² Cu/XLPE/SWA/PVC Cable, Grounding terminal and internal wiring, Mounting Facilities, Suitable for Plant site conditions. |  | MTO=ELLF10G11AAI5FN000 | FLOODLIGHT
1902 | LIGHTING | 41 | ELLF10G12AAI5FN000 | FIXTURE | 1*400W | 6 | 6 | 6 | 0 | 0 | Floodlight Fixture, 400 W, 230 V, 50 Hz, Metal Halide (HIT) Lamp, Weather & Dust Proof, IP55W, Wide Beam, Cast Aluminum Housing with Internal Adjustable Mirror Reflector of Anodized Aluminum, Porcelain Lamp holder E40, Shock and Thermal Resistant Diffuser Glass Front Cover, Complete with Control Gear, Capacitor, Robust Non-Corroding, Swiveling and Tilting Galvanized Steel Cradle and Bracket for Concrete Wall/Steel Structure Mounting, Industrial Terminal Box, Terminal Size 4 mm² & Suitable 1xM20 Cable Gland for 3x4 mm² Cu/XLPE/SWA/PVC Cable, Grounding terminal and internal wiring, Mounting Facilities. |  |  | FLOODLIGHT
1903 | LIGHTING | 41 | ELLM10F04AAI5FN000 | FIXTURE | 1*250W | 9 | 9 | 9 | 0 | 0 | Hi-Bay Lighting Fixture, 250 W, 230 V, 50 Hz, Metal Halide (HIT) Lamp, Weather & Dust Proof, IP55W, Made of one Piece Die-Cast Aluminum Housing with Brightened & Anodized Aluminum Reflector, Porcelain Lamp holder E40, Shock & Thermal Resistant Glass Diffuser, Quick Action Fastener, Accessories & Screws, Complete with Control Gear, Capacitor, Industrial Terminal Box, Terminal Size 4 mm², Pendant & Hook Mounting, ISO Thread 20 mm, Including 1xM20 Cable Gland, One M20 Stop Plug & Accessories, Mounting Facilities, Grounding terminal and internal wiring. |  |  | High-Bay
1904 | LIGHTING | 41 | EPSH06UI5FN000 | JUNCTION BOX | 4WAY | 4 | 4 | 3 | 1 | 0 | Junction Box for Floodlight Fixture, Rectangular, surface mounted, made of copper free Aluminum or Cast Iron, Corrosion Resistant Enclosure, Weather Proof Type, IP55W, Outdoor type, with hole sizes 2xM40 cable glands for 4x25 mm2 XLPE/LSH/SWA/PVC cable on the bottom side for looping cable, with one stop plug and 4xM20 cable glands for 3x4 mm2 Cu/XLPE/SWA/PVC cable on the top with two stop plugs, Min. 2 points for supporting and installation on the back side of junction box body, with 10x25 mm2 terminals on the down side and 10x4 mm2 on the top side with 4xMCB two poles with 6 A rating, Internal wiring, Internal and external grounding point, with suitable earth terminal |  |  | JB
1905 | LIGHTING | 41 | EPSH06OI5FN000 | JUNCTION BOX | 4WAY | 4 | 4 | 3 | 1 | 0 | Junction Box for Floodlight Fixture, Rectangular, surface mounted, made of copper free Aluminum or Cast Iron, Corrosion Resistant Enclosure, Weather Proof Type, IP55W, Outdoor type, with hole sizes 2xM40 cable glands for 4x25 mm2 XLPE/LSH/SWA/PVC cable on the bottom side for looping cable, with one stop plug and 2xM20 cable glands for 3x4 mm2 Cu/XLPE/SWA/PVC cable on the top with one stop plug, Min. 2 points for supporting and installation on the back side of junction box body, with 10x25 mm2 terminals on the down side and 6x4 mm2 on the top side with 2xMCB two poles with 6 A rating, Internal wiring, Internal and external grounding point, with suitable earth terminal |  |  | JB
1906 | LIGHTING | 41 | EPSH05OI5FN000 | JUNCTION BOX | 4WAY | 7 | 7 | 6 | 1 | 0 | Junction Box for Floodlight Fixture, Rectangular, surface mounted, made of copper free Aluminum or Cast Iron, Corrosion Resistant Enclosure, Weather Proof Type, IP55W, Outdoor type, with hole sizes 2xM32 cable glands for 4x10 mm2 XLPE/LSH/SWA/PVC cable on the bottom side for looping cable, with one stop plug and 2xM20 cable glands for 3x4 mm2 Cu/XLPE/SWA/PVC cable on the top with one stop plug, Min. 2 points for supporting and installation on the back side of junction box body, with 10x10 mm2 terminals on the down side and 10x4 mm2 on the top side with 2xMCB two poles with 6 A rating, Internal wiring, Internal and external grounding point, with suitable earth terminal |  |  | JB
1907 | LIGHTING | 41 | EPSH044I5FN000 | JUNCTION BOX | 4WAY | 25 | 25 | 25 | 0 | 0 | 4 Way Junction Box, Small Pattern, Circular Type, Weather proof, IP55W, Outdoor Type, Surface Mounted, made of copper free Aluminum or cast iron, Corrosion Resistant Body, completely with terminals, mounting rails, end plates, marking strips, internal Plate with Cover, with Hole Sizes 1xM25+3xM20 (1 No. On Each Side), With 1xM25 Cable Glands and Shrouds Suitable For 3x6 mm² Cu/XLPE/LSH/SWA/PVC Cable, With 1xM20 Cable Glands and Shrouds Suitable For 3x6 mm² Cu/XLPE/SWA/PVC Cable and with one stop plug , 2xM20 Cable Glands and Shrouds Suitable For 3x2.5 mm² Cu/XLPE/SWA/PVC Cable and with one Stop Plug, Minimum 8 Nos. Terminals Suitable for 6 mm² Cable and Cross Connection Poles, Internal Earth Stud including all fixing material. |  |  | JB
1908 | LIGHTING | 41 | EPSH03MI5FN000 | JUNCTION BOX | 4WAY | 128 | 128 | 109 | 19 | 0 | 4 Way Junction Box, Small Pattern, Circular Type, Weather proof, IP55W, Outdoor Type, Surface Mounted, made of copper free Aluminum or cast iron, Corrosion Resistant Body, completely with terminals, mounting rails, end plates, marking strips, internal Plate with Cover, with Hole Sizes 4xM20 (1 No. On Each Side), With 2xM20 Cable Glands and Shrouds Suitable For 3x6 mm² Cu/XLPE/SWA/PVC Cable, with one stop plug and 2xM20 Cable Glands and Shrouds Suitable For 3x2.5 mm² Cu/XLPE/SWA/PVC Cable and with one Stop Plug, Minimum 8 Nos. Terminals Suitable for 6 mm² Cable and Cross Connection Poles, Internal Earth Stud including all fixing material. |  |  | JB
1909 | LIGHTING | 42 | ELLD02L05AAA6FN2T3 | FIXTURE | 2*36W | 27 | 27 | 0 | 27 | 0 | Fluorescent Lighting Fixture, with 2x36 W Bi-Pin white color Lamps, 230 V AC, 50 Hz,1Ph+N+PE, Explosion Proof Exd IIB T3, IP65, Metallic and Corrosion Resistant Enclosure type with anodized Reflector and Transparent Bowl, impact resistant Polycarbonate or equivalent material, with Diffuser, Surface Mounted, Complete with Electronic Ballast, High Power Factor>= 0.9, Through Wiring as per IEC 60598-1, Figure 20-b, Terminal Size 4 mm², 2 Side Entries (one Entry Each Side), Earthing terminal and internal wiring, Suitable for Conduit/Cable Gland ISO Thread 20 mm with 1xM20 Cable Glands With Shrouds Suitable For 3x2.5 mm² Cu/XLPE/SWA/PVC Cable and one Stop Plug, Stainless Steel Ceiling Bracket, Bolts, Nuts and Washers Suitable for fixing on Ceiling. |  |  | Fluorescent
1910 | LIGHTING | 42 | ELLD02L05AAI5FN000 | FIXTURE | 2*36W | 28 | 28 | 28 | 0 | 0 | Fluorescent Lighting Fixture, with 2x36 W Bi-Pin white color Lamps, 230 V AC, 50 Hz,1Ph+N+PE, Weather Proof Type, IP55W, Metallic and Corrosion Resistant Enclosure type with anodized Reflector and Transparent Bowl, impact resistant Polycarbonate or equivalent material, with Diffuser, Surface Mounted, Complete with Electronic Ballast, High Power Factor>= 0.9, Through Wiring as per IEC 60598-1, Figure 20-b, Terminal Size 4 mm², 2 Side Entries (one Entry Each Side), Earthing terminal and internal wiring, Suitable for Conduit/Cable Gland ISO Thread 20 mm with 1xM20 Cable Glands With Shrouds Suitable For 3x2.5 mm² Cu/XLPE/SWA/PVC Cable and one Stop Plug, Stainless Steel Ceiling Bracket, Bolts, Nuts and Washers Suitable for fixing on Ceiling. |  |  | Fluorescent
1911 | LIGHTING | 42 | ELLD02L13AAI5FN000 | FIXTURE | 2*36W | 4 | 4 | 4 | 0 | 0 | Fluorescent Lighting Fixture, with 2x36 W Bi-Pin white color Lamps, 230 V AC, 50 Hz,1Ph+N+PE, Weather Proof Type, IP55W, Metallic and Corrosion Resistant Enclosure type with anodized Reflector and Transparent Bowl, impact resistant Polycarbonate or equivalent material, with Diffuser, Pole Mounted, Complete with Electronic Ballast, High Power Factor>= 0.9, Through Wiring as per IEC 60598-1, Figure 20-b, Terminal Size 4 mm², 2 Side Entries (one Entry Each Side), Earthing terminal and internal wiring, Suitable for Conduit/Cable Gland ISO Thread 20 mm with 1xM20 Cable Glands With Shrouds Suitable For 3x2.5 mm² Cu/XLPE/SWA/PVC Cable and one Stop Plug, Stainless Steel Pipe Clamps, Bolts, Nuts and Washers Suitable for fixing on 1½" diameter Pole/Stanchion. |  |  | Fluorescent
1912 | LIGHTING | 42 | ELLJ02L05AAA6FN2T3 | FIXTURE | 2*36W | 3 | 3 | 0 | 3 | 0 | Fluorescent Lighting Fixture, with 2x36 W Bi-Pin white color Lamps, 230 V AC, 50 Hz,1Ph+N+PE, Explosion Proof Exd IIB T3, IP65, Metallic and Corrosion Resistant Enclosure type with anodized Reflector and Transparent Bowl, impact resistant Polycarbonate or equivalent material, Surface Mounted, Complete with Electronic Ballast, High Power Factor>= 0.9, Through Wiring as per IEC 60598-1, Figure 20-b, Terminal Size 4 mm², 2 Side Entries (one Entry Each Side), Earthing terminal and internal wiring, Suitable for Conduit/Cable Gland ISO Thread 20 mm with 1xM20 Cable Glands With Shrouds Suitable For 3x2.5 mm² Cu/XLPE/SWA/PVC Cable and one Stop Plug, Stainless Steel Bolts, Nuts and Washers Suitable for fixing on Ceiling, With Battery, Battery Charger With 30 Min Back-Up Time. |  |  | Fluorescent
1913 | LIGHTING | 42 | ELLJ02L05AAI5FN000 | FIXTURE | 2*36W | 5 | 5 | 0 | 5 | 0 | Fluorescent Lighting Fixture, with 2x36 W Bi-Pin white color Lamps, 230 V AC, 50 Hz,1Ph+N+PE, Weather Proof Type, IP55W, Metallic and Corrosion Resistant Enclosure type with anodized Reflector and Transparent Bowl, impact resistant Polycarbonate or equivalent material, Surface Mounted, Complete with Electronic Ballast, High Power Factor>= 0.9, Through Wiring as per IEC 60598-1, Figure 20-b, Terminal Size 4 mm²,2 Side Entries (one Entry Each Side), Earthing terminal and internal wiring, Suitable for Conduit/Cable Gland ISO Thread 20 mm with 1xM20 Cable Glands With Shrouds Suitable For 3x2.5 mm² Cu/XLPE/SWA/PVC Cable and one Stop Plug, Stainless Steel Bolts, Nuts and Washers Suitable for fixing on Ceiling, With Battery, Battery Charger With 30 Min Back-Up Time. |  |  | Fluorescent
1914 | LIGHTING | 42 | ELLD02K13AAI5FN000 | FIXTURE | 2*18W | 13 | 13 | 12 | 1 | 0 | Fluorescent Lighting Fixture, with 2x18 W Bi-Pin white color Lamps, 230 V AC, 50 Hz,1Ph+N+PE, Weather Proof Type, IP55W, Metallic and Corrosion Resistant Enclosure type with anodized Reflector and Transparent Bowl, impact resistant Polycarbonate or equivalent material, with Diffuser, Pole Mounted, Complete with Electronic Ballast, High Power Factor>= 0.9, Through Wiring as per IEC 60598-1, Figure 20-b, Terminal Size 4 mm², 2 Side Entries (one Entry Each Side), Earthing terminal and internal wiring, Suitable for Conduit/Cable Gland ISO Thread 20 mm with 1xM20 Cable Glands With Shrouds Suitable For 3x2.5 mm² Cu/XLPE/SWA/PVC Cable and one Stop Plug, Stainless Steel Pipe Clamps, Bolts, Nuts and Washers Suitable for fixing on 1½" diameter Pole/Stanchion. |  |  | Fluorescent
1915 | LIGHTING | 42 | ELLF10G11AAI5FN000 | FIXTURE | 1*400W | 9 | 9 | 9 | 0 | 0 | Floodlight Fixture, 400 W, 230 V, 50 Hz, Metal Halide (HIT) Lamp, Weather & Dust Proof, IP55W, Wide Beam, Cast Aluminum Housing with Internal Adjustable Mirror Reflector of Anodized Aluminum, Porcelain Lamp holder E40, Shock and Thermal Resistant Diffuser Glass Front Cover, Complete with Control Gear, Capacitor, Robust Non-Corroding, Swiveling and Tilting Galvanized Steel Cradle and Bracket for Tower-Top Mounting, Industrial Terminal Box, Terminal Size 4 mm² & Suitable 1xM20 Cable Gland for 3x4 mm² Cu/XLPE/SWA/PVC Cable, Grounding terminal and internal wiring, Mounting Facilities, Suitable for Plant site conditions. |  | MTO=ELLF10G11AAI5FN000 | FLOODLIGHT
1916 | LIGHTING | 42 | ELLF10G12AAI5FN000 | FIXTURE | 1*400W | 6 | 6 | 6 | 0 | 0 | Floodlight Fixture, 400 W, 230 V, 50 Hz, Metal Halide (HIT) Lamp, Weather & Dust Proof, IP55W, Wide Beam, Cast Aluminum Housing with Internal Adjustable Mirror Reflector of Anodized Aluminum, Porcelain Lamp holder E40, Shock and Thermal Resistant Diffuser Glass Front Cover, Complete with Control Gear, Capacitor, Robust Non-Corroding, Swiveling and Tilting Galvanized Steel Cradle and Bracket for Concrete Wall/Steel Structure Mounting, Industrial Terminal Box, Terminal Size 4 mm² & Suitable 1xM20 Cable Gland for 3x4 mm² Cu/XLPE/SWA/PVC Cable, Grounding terminal and internal wiring, Mounting Facilities. |  |  | FLOODLIGHT
1917 | LIGHTING | 42 | ELLF10F12AAI5FN000 | FIXTURE | 1*250W | 6 | 6 | 6 | 0 | 0 | Floodlight Fixture, 250 W, 230 V, 50 Hz, Metal Halide (HIT) Lamp, Weather & Dust Proof, IP55W, Wide Beam, Cast Aluminum Housing with Internal Adjustable Mirror Reflector of Anodized Aluminum, Porcelain Lamp holder E40, Shock and Thermal Resistant Diffuser Glass Front Cover, Complete with Control Gear, Capacitor, Robust Non-Corroding, Swiveling and Tilting Galvanized Steel Cradle and Bracket for Concrete Wall/Steel Structure Mounting, Industrial Terminal Box, Terminal Size 4 mm² & Suitable 1xM20 Cable Gland for 3x2.5 mm² Cu/XLPE/SWA/PVC Cable, Grounding terminal and internal wiring, Mounting Facilities. |  |  | FLOODLIGHT
1918 | LIGHTING | 42 | ELLM10F04AAI5FN000 | FIXTURE | 1*250W | 46 | 46 | 45 | 1 | 0 | High-Bay Lighting Fixture, 250 W, 230 V, 50 Hz, Metal Halide (HIT) Lamp, Weather & Dust Proof, IP55W, Made of one Piece Die-Cast Aluminum Housing with Brightened & Anodized Aluminum Reflector, Porcelain Lamp holder E40, Shock & Thermal Resistant Glass Diffuser, Quick Action Fastener, Accessories & Screws, Complete with Control Gear, Capacitor, Industrial Terminal Box, Terminal Size 4 mm², Pendant & Hook Mounting, ISO Thread 20 mm, Including 1xM20 Cable Gland, One M20 Stop Plug & Accessories, Mounting Facilities, Grounding terminal and internal wiring. |  |  | High-Bay
1919 | LIGHTING | 42 | ELLD02L05AAI5FN000 | FIXTURE | 2*36W | 6 | 6 | 4 | 2 | 0 | Fluorescent Lighting Fixture, with 2x36 W Bi-Pin white color Lamps, 230 V AC, 50 Hz,1Ph+N+PE, Weather Proof Type, IP55W, Metallic and Corrosion Resistant Enclosure type with anodized Reflector and Transparent Bowl, impact resistant Polycarbonate or equivalent material, with Diffuser, Surface Mounted, Complete with Electronic Ballast, High Power Factor>= 0.9, Through Wiring as per IEC 60598-1, Figure 20-b, Terminal Size 4 mm², 2 Side Entries (one Entry Each Side), Earthing terminal and internal wiring, Suitable for Conduit/Cable Gland ISO Thread 20 mm with 1xM20 Cable Glands With Shrouds Suitable For 3x2.5 mm² Cu/XLPE/SWA/PVC Cable and one Stop Plug, Stainless Steel Ceiling Bracket, Bolts, Nuts and Washers Suitable for fixing on Ceiling. |  |  | Fluorescent
1920 | LIGHTING | 42 | EPSH06UI5FN000 | JUNCTION BOX | 4WAY | 3 | 3 | 3 | 0 | 0 | Junction Box for Floodlight Fixture, Rectangular, surface mounted, made of copper free Aluminum or Cast Iron, Corrosion Resistant Enclosure, Weather Proof Type, IP55W, Outdoor type, with hole sizes 2xM40 cable glands for 4x25 mm2 XLPE/LSH/SWA/PVC cable on the bottom side for looping cable, with one stop plug and 4xM20 cable glands for 3x4 mm2 Cu/XLPE/SWA/PVC cable on the top with two stop plugs, Min. 2 points for supporting and installation on the back side of junction box body, with 10x25 mm2 terminals on the down side and 10x4 mm2 on the top side with 4xMCB two poles with 6 A rating, Internal wiring, Internal and external grounding point, with suitable earth terminal |  |  | JB
1921 | LIGHTING | 42 | EPSH06OI5FN000 | JUNCTION BOX | 4WAY | 3 | 3 | 3 | 0 | 0 | Junction Box for Floodlight Fixture, Rectangular, surface mounted, made of copper free Aluminum or Cast Iron, Corrosion Resistant Enclosure, Weather Proof Type, IP55W, Outdoor type, with hole sizes 2xM40 cable glands for 4x25 mm2 XLPE/LSH/SWA/PVC cable on the bottom side for looping cable, with one stop plug and 2xM20 cable glands for 3x4 mm2 Cu/XLPE/SWA/PVC cable on the top with one stop plug, Min. 2 points for supporting and installation on the back side of junction box body, with 10x25 mm2 terminals on the down side and 6x4 mm2 on the top side with 2xMCB two poles with 6 A rating, Internal wiring, Internal and external grounding point, with suitable earth terminal |  |  | JB
1922 | LIGHTING | 42 | EPSH044A6FN2T3 | JUNCTION BOX | 4WAY | 3 | 3 | 3 | 0 | 0 | 4 Way Junction Box, Small Pattern, Circular Type, Explosion Proof Exd IIB T3, IP65, Outdoor Type, Surface Mounted, made of copper free Aluminum or cast iron, Corrosion Resistant Body, completely with terminals, mounting rails, end plates, marking strips, internal Plate with Cover, with Hole Sizes 1xM25+3xM20 (1 No. On Each Side), With 1xM25 Cable Glands and Shrouds Suitable For 3x6 mm² Cu/XLPE/LSH/SWA/PVC Cable, With 1xM20 Cable Glands and Shrouds Suitable For 3x6 mm² Cu/XLPE/SWA/PVC Cable and with one stop plug , 2xM20 Cable Glands and Shrouds Suitable For 3x2.5 mm² Cu/XLPE/SWA/PVC Cable and with one Stop Plug, Minimum 8 Nos. Terminals Suitable for 6 mm² Cable and Cross Connection Poles, Internal Earth Stud including all fixing material. |  |  | JB
1923 | LIGHTING | 42 | EPSH03MA6FN2T3 | JUNCTION BOX | 4WAY | 21 | 21 | 19 | 2 | 0 | 4 Way Junction Box, Small Pattern, Circular Type, Explosion Proof Exd IIB T3, IP65, Outdoor Type, Surface Mounted, made of copper free Aluminum or cast iron, Corrosion Resistant Body, completely with terminals, mounting rails, end plates, marking strips, internal Plate with Cover, with Hole Sizes 4xM20 (1 No. On Each Side), With 2xM20 Cable Glands and Shrouds Suitable For 3x6 mm² Cu/XLPE/SWA/PVC Cable, with one stop plug and 2xM20 Cable Glands and Shrouds Suitable For 3x2.5 mm² Cu/XLPE/SWA/PVC Cable and with one Stop Plug, Minimum 8 Nos. Terminals Suitable for 6 mm² Cable and Cross Connection Poles, Internal Earth Stud including all fixing material. |  |  | JB
1924 | LIGHTING | 42 | EPSH056I5FN000 | JUNCTION BOX | 4WAY | 2 | 2 | 1 | 1 | 0 | 4 Way Junction Box, Small Pattern, Circular Type, Weather proof, IP55W, Outdoor Type, Surface Mounted, made of copper free Aluminum or cast iron, Corrosion Resistant Body, completely with terminals, mounting rails, end plates, marking strips, internal Plate with Cover, Outdoor Type, with Hole Sizes 1xM32+1xM25+2xM20 (1 No. On Each Side), With 1xM32 Cable Glands and Shrouds Suitable For 3x10 mm² Cu/XLPE/LSH/SWA/PVC Cable, With 1xM25 Cable Glands and Shrouds Suitable For 3x106 mm² Cu/XLPE/SWA/PVC Cable, with one stop Plug and 2xM20 Cable Glands and Shrouds Suitable For 3x2.5 mm² Cu/XLPE/SWA/PVC Cable and with one Stop Plug, Minimum 8 Nos. Terminals Suitable for 6 mm² Cable and Cross Connection Poles, Internal Earth Stud including all fixing material. |  |  | JB
1925 | LIGHTING | 42 | EPSH043I5FN000 | JUNCTION BOX | 4WAY | 11 | 11 | 11 | 0 | 0 | 4 Way Junction Box, Small Pattern, Circular Type, Weather proof, IP55W, Outdoor Type, Surface Mounted, made of copper free Aluminum or cast iron, Corrosion Resistant Body, completely with terminals, mounting rails, end plates, marking strips, internal Plate with Cover, Outdoor Type, with Hole Sizes 2xM25+2xM20 (1 No. On Each Side), With 2xM25 Cable Glands and Shrouds Suitable For 3x6 mm² Cu/XLPE/LSH/SWA/PVC Cable, with one stop Plug and 2xM20 Cable Glands and Shrouds Suitable For 3x2.5 mm² Cu/XLPE/SWA/PVC Cable and with one Stop Plug, Minimum 8 Nos. Terminals Suitable for 6 mm² Cable and Cross Connection Poles, Internal Earth Stud including all fixing material. |  |  | JB
1926 | LIGHTING | 42 | EPSH044I5FN000 | JUNCTION BOX | 4WAY | 25 | 25 | 25 | 0 | 0 | 4 Way Junction Box, Small Pattern, Circular Type, Weather proof, IP55W, Outdoor Type, Surface Mounted, made of copper free Aluminum or cast iron, Corrosion Resistant Body, completely with terminals, mounting rails, end plates, marking strips, internal Plate with Cover, with Hole Sizes 1xM25+3xM20 (1 No. On Each Side), With 1xM25 Cable Glands and Shrouds Suitable For 3x6 mm² Cu/XLPE/LSH/SWA/PVC Cable, With 1xM20 Cable Glands and Shrouds Suitable For 3x6 mm² Cu/XLPE/SWA/PVC Cable and with one stop plug , 2xM20 Cable Glands and Shrouds Suitable For 3x2.5 mm² Cu/XLPE/SWA/PVC Cable and with one Stop Plug, Minimum 8 Nos. Terminals Suitable for 6 mm² Cable and Cross Connection Poles, Internal Earth Stud including all fixing material. |  |  | JB
1927 | LIGHTING | 42 | EPSH03MI5FN000 | JUNCTION BOX | 4WAY | 67 | 67 | 66 | 1 | 0 | 4 Way Junction Box, Small Pattern, Circular Type, Weather proof, IP55W, Outdoor Type, Surface Mounted, made of copper free Aluminum or cast iron, Corrosion Resistant Body, completely with terminals, mounting rails, end plates, marking strips, internal Plate with Cover, with Hole Sizes 4xM20 (1 No. On Each Side), With 2xM20 Cable Glands and Shrouds Suitable For 3x6 mm² Cu/XLPE/SWA/PVC Cable, with one stop plug and 2xM20 Cable Glands and Shrouds Suitable For 3x2.5 mm² Cu/XLPE/SWA/PVC Cable and with one Stop Plug, Minimum 8 Nos. Terminals Suitable for 6 mm² Cable and Cross Connection Poles, Internal Earth Stud including all fixing material. |  |  | JB
1928 | LIGHTING | 43 | ELLD02L05AAA6FN2T3 | FIXTURE | 2*36W | 10 | 10 | 0 | 10 | 0 | Fluorescent Lighting Fixture, with 2x36 W Bi-Pin white color Lamps, 230 V AC, 50 Hz,1Ph+N+PE, Explosion Proof Exd IIB T3, IP65, Metallic and Corrosion Resistant Enclosure type with anodized Reflector and Transparent Bowl, impact resistant Polycarbonate or equivalent material, with Diffuser, Surface Mounted, Complete with Electronic Ballast, High Power Factor>= 0.9, Through Wiring as per IEC 60598-1, Figure 20-b, Terminal Size 4 mm², 2 Side Entries (one Entry Each Side), Earthing terminal and internal wiring, Suitable for Conduit/Cable Gland ISO Thread 20 mm with 1xM20 Cable Glands With Shrouds Suitable For 3x2.5 mm² Cu/XLPE/SWA/PVC Cable and one Stop Plug, Stainless Steel Ceiling Bracket, Bolts, Nuts and Washers Suitable for fixing on Ceiling. |  |  | Fluorescent
1929 | LIGHTING | 43 | ELLD02L06AAA6FN2T3 | FIXTURE | 2*36W | 1 | 1 | 0 | 1 | 0 | Fluorescent Lighting Fixture, with 2x36 W Bi-Pin white color Lamps, 230 V AC, 50 Hz,1Ph+N+PE, Explosion Proof Exd IIB T3, IP65, Metallic and Corrosion Resistant Enclosure type with anodized Reflector and Transparent Bowl, impact resistant Polycarbonate or equivalent material, with Diffuser, Surface Mounted, Complete with Electronic Ballast, High Power Factor>= 0.9, Through Wiring as per IEC 60598-1, Figure 20-b, Terminal Size 4 mm², 2 Side Entries (one Entry Each Side), Earthing terminal and internal wiring, Suitable for Conduit/Cable Gland ISO Thread 20 mm with 1xM20 Cable Glands With Shrouds Suitable For 3x2.5 mm² Cu/XLPE/SWA/PVC Cable and one Stop Plug, Stainless Steel Bolts, Nuts and Washers Suitable for fixing on Concrete Wall. |  |  | Fluorescent
1930 | LIGHTING | 43 | ELLD02K13AAA6FN2T3 | FIXTURE | 2*18W | 26 | 26 | 0 | 26 | 0 | Fluorescent Lighting Fixture, with 2x18 W Bi-Pin white color Lamps, 230 V AC, 50 Hz,1Ph+N+PE, Explosion Proof Exd IIB T3, IP65, Metallic and Corrosion Resistant Enclosure type with anodized Reflector and Transparent Bowl, impact resistant Polycarbonate or equivalent material, with Diffuser, Pole Mounted, Complete with Electronic Ballast, High Power Factor>= 0.9, Through Wiring as per IEC 60598-1, Figure 20-b, Terminal Size 4 mm², 2 Side Entries (one Entry Each Side), Earthing terminal and internal wiring, Suitable for Conduit/Cable Gland ISO Thread 20 mm with 1xM20 Cable Glands With Shrouds Suitable For 3x2.5 mm² Cu/XLPE/SWA/PVC Cable and one Stop Plug, Stainless Steel Pipe Clamps, Bolts, Nuts and Washers Suitable for fixing on 1½" diameter Pole/Stanchion. |  |  | Fluorescent
1931 | LIGHTING | 43 | ELLD02L13AAA6FN2T3 | FIXTURE | 2*36W | 2 | 2 | 0 | 2 | 0 | Fluorescent Lighting Fixture, with 2x36 W Bi-Pin white color Lamps, 230 V AC, 50 Hz,1Ph+N+PE, Explosion Proof Exd IIB T3, IP65, Metallic and Corrosion Resistant Enclosure type with anodized Reflector and Transparent Bowl, impact resistant Polycarbonate or equivalent material, with Diffuser, Pole Mounted, Complete with Electronic Ballast, High Power Factor>= 0.9, Through Wiring as per IEC 60598-1, Figure 20-b, Terminal Size 4 mm², 2 Side Entries (one Entry Each Side), Earthing terminal and internal wiring, Suitable for Conduit/Cable Gland ISO Thread 20 mm with 1xM20 Cable Glands With Shrouds Suitable For 3x2.5 mm² Cu/XLPE/SWA/PVC Cable and one Stop Plug, Stainless Steel Pipe Clamps, Bolts, Nuts and Washers Suitable for fixing on 1½" diameter Pole/Stanchion. |  |  | Fluorescent
1932 | LIGHTING | 43 | ELLJ02L05AAA6FN2T3 | FIXTURE | 2*36W | 3 | 3 | 0 | 3 | 0 | Fluorescent Lighting Fixture, with 2x36 W Bi-Pin white color Lamps, 230 V AC, 50 Hz,1Ph+N+PE, Explosion Proof Exd IIB T3, IP65, Metallic and Corrosion Resistant Enclosure type with anodized Reflector and Transparent Bowl, impact resistant Polycarbonate or equivalent material, Surface Mounted, Complete with Electronic Ballast, High Power Factor>= 0.9, Through Wiring as per IEC 60598-1, Figure 20-b, Terminal Size 4 mm², 2 Side Entries (one Entry Each Side), Earthing terminal and internal wiring, Suitable for Conduit/Cable Gland ISO Thread 20 mm with 1xM20 Cable Glands With Shrouds Suitable For 3x2.5 mm² Cu/XLPE/SWA/PVC Cable and one Stop Plug, Stainless Steel Bolts, Nuts and Washers Suitable for fixing on Ceiling, With Battery, Battery Charger With 30 Min Back-Up Time. |  |  | Fluorescent
1933 | LIGHTING | 43 | ELLF10G11AAI5FN000 | FIXTURE | 1*400W | 2 | 2 | 2 | 0 | 0 | Floodlight Fixture, 400 W, 230 V, 50 Hz, Metal Halide (HIT) Lamp, Weather & Dust Proof, IP55W, Wide Beam, Cast Aluminum Housing with Internal Adjustable Mirror Reflector of Anodized Aluminum, Porcelain Lamp holder E40, Shock and Thermal Resistant Diffuser Glass Front Cover, Complete with Control Gear, Capacitor, Robust Non-Corroding, Swiveling and Tilting Galvanized Steel Cradle and Bracket for Tower-Top Mounting, Industrial Terminal Box, Terminal Size 4 mm² & Suitable 1xM20 Cable Gland for 3x4 mm² Cu/XLPE/SWA/PVC Cable, Grounding terminal and internal wiring, Mounting Facilities, Suitable for Plant site conditions. |  | MTO=ELLF10G11AAI5FN000 | FLOODLIGHT
1934 | LIGHTING | 43 | EPSH06OI5FN000 | JUNCTION BOX | 4WAY | 5 | 3 | 0 | 3 | 2 | Junction Box for Floodlight Fixture, Rectangular, surface mounted, made of copper free Aluminum or Cast Iron, Corrosion Resistant Enclosure, Weather Proof Type, IP55W, Outdoor type, with hole sizes 2xM40 cable glands for 4x25 mm2 XLPE/LSH/SWA/PVC cable on the bottom side for looping cable, with one stop plug and 2xM20 cable glands for 3x4 mm2 Cu/XLPE/SWA/PVC cable on the top with one stop plug, Min. 2 points for supporting and installation on the back side of junction box body, with 10x25 mm2 terminals on the down side and 6x4 mm2 on the top side with 2xMCB two poles with 6 A rating, Internal wiring, Internal and external grounding point, with suitable earth terminal |  | اشتباهی WP آمده-باید EX باشد(2 عدد اضاف شده) | JB
1935 | LIGHTING | 43 | EPSH044A6FN2T3 | JUNCTION BOX | 4WAY | 5 | 5 | 5 | 0 | 0 | 4 Way Junction Box, Small Pattern, Circular Type, Explosion Proof Exd IIB T3, IP65, Outdoor Type, Surface Mounted, made of copper free Aluminum or cast iron, Corrosion Resistant Body, completely with terminals, mounting rails, end plates, marking strips, internal Plate with Cover, with Hole Sizes 1xM25+3xM20 (1 No. On Each Side), With 1xM25 Cable Glands and Shrouds Suitable For 3x6 mm² Cu/XLPE/LSH/SWA/PVC Cable, With 1xM20 Cable Glands and Shrouds Suitable For 3x6 mm² Cu/XLPE/SWA/PVC Cable and with one stop plug , 2xM20 Cable Glands and Shrouds Suitable For 3x2.5 mm² Cu/XLPE/SWA/PVC Cable and with one Stop Plug, Minimum 8 Nos. Terminals Suitable for 6 mm² Cable and Cross Connection Poles, Internal Earth Stud including all fixing material. |  |  | JB
1936 | LIGHTING | 43 | EPSH03MA6FN2T3 | JUNCTION BOX | 4WAY | 25 | 25 | 25 | 0 | 0 | 4 Way Junction Box, Small Pattern, Circular Type, Explosion Proof Exd IIB T3, IP65, Outdoor Type, Surface Mounted, made of copper free Aluminum or cast iron, Corrosion Resistant Body, completely with terminals, mounting rails, end plates, marking strips, internal Plate with Cover, with Hole Sizes 4xM20 (1 No. On Each Side), With 2xM20 Cable Glands and Shrouds Suitable For 3x6 mm² Cu/XLPE/SWA/PVC Cable, with one stop plug and 2xM20 Cable Glands and Shrouds Suitable For 3x2.5 mm² Cu/XLPE/SWA/PVC Cable and with one Stop Plug, Minimum 8 Nos. Terminals Suitable for 6 mm² Cable and Cross Connection Poles, Internal Earth Stud including all fixing material. |  |  | JB
1937 | LIGHTING | 44 | ELLD02L05AAI5FN000 | FIXTURE | 2*36W | 20 | 20 | 19 | 1 | 0 | Fluorescent Lighting Fixture, with 2x36 W Bi-Pin white color Lamps, 230 V AC, 50 Hz,1Ph+N+PE, Weather Proof Type, IP55W, Metallic and Corrosion Resistant Enclosure type with anodized Reflector and Transparent Bowl, impact resistant Polycarbonate or equivalent material, with Diffuser, Surface Mounted, Complete with Electronic Ballast, High Power Factor>= 0.9, Through Wiring as per IEC 60598-1, Figure 20-b, Terminal Size 4 mm², 2 Side Entries (one Entry Each Side), Earthing terminal and internal wiring, Suitable for Conduit/Cable Gland ISO Thread 20 mm with 1xM20 Cable Glands With Shrouds Suitable For 3x2.5 mm² Cu/XLPE/SWA/PVC Cable and one Stop Plug, Stainless Steel Ceiling Bracket, Bolts, Nuts and Washers Suitable for fixing on Ceiling. |  |  | Fluorescent
1938 | LIGHTING | 44 | ELLJ02L05AAI5FN000 | FIXTURE | 2*36W | 6 | 6 | 0 | 6 | 0 | Fluorescent Lighting Fixture, with 2x36 W Bi-Pin white color Lamps, 230 V AC, 50 Hz,1Ph+N+PE, Weather Proof Type, IP55W, Metallic and Corrosion Resistant Enclosure type with anodized Reflector and Transparent Bowl, impact resistant Polycarbonate or equivalent material, Surface Mounted, Complete with Electronic Ballast, High Power Factor>= 0.9, Through Wiring as per IEC 60598-1, Figure 20-b, Terminal Size 4 mm²,2 Side Entries (one Entry Each Side), Earthing terminal and internal wiring, Suitable for Conduit/Cable Gland ISO Thread 20 mm with 1xM20 Cable Glands With Shrouds Suitable For 3x2.5 mm² Cu/XLPE/SWA/PVC Cable and one Stop Plug, Stainless Steel Bolts, Nuts and Washers Suitable for fixing on Ceiling, With Battery, Battery Charger With 30 Min Back-Up Time. |  |  | Fluorescent
1939 | LIGHTING | 44 | ELLD02K13AAI5FN000 | FIXTURE | 2*18W | 26 | 26 | 23 | 3 | 0 | Fluorescent Lighting Fixture, with 2x18 W Bi-Pin white color Lamps, 230 V AC, 50 Hz,1Ph+N+PE, Weather Proof Type, IP55W, Metallic and Corrosion Resistant Enclosure type with anodized Reflector and Transparent Bowl, impact resistant Polycarbonate or equivalent material, with Diffuser, Pole Mounted, Complete with Electronic Ballast, High Power Factor>= 0.9, Through Wiring as per IEC 60598-1, Figure 20-b, Terminal Size 4 mm², 2 Side Entries (one Entry Each Side), Earthing terminal and internal wiring, Suitable for Conduit/Cable Gland ISO Thread 20 mm with 1xM20 Cable Glands With Shrouds Suitable For 3x2.5 mm² Cu/XLPE/SWA/PVC Cable and one Stop Plug, Stainless Steel Pipe Clamps, Bolts, Nuts and Washers Suitable for fixing on 1½" diameter Pole/Stanchion. |  |  | Fluorescent
1940 | LIGHTING | 44 | ELLF10G11AAI5FN000 | FIXTURE | 1*400W | 6 | 6 | 6 | 0 | 0 | Floodlight Fixture, 400 W, 230 V, 50 Hz, Metal Halide (HIT) Lamp, Weather & Dust Proof, IP55W, Wide Beam, Cast Aluminum Housing with Internal Adjustable Mirror Reflector of Anodized Aluminum, Porcelain Lamp holder E40, Shock and Thermal Resistant Diffuser Glass Front Cover, Complete with Control Gear, Capacitor, Robust Non-Corroding, Swiveling and Tilting Galvanized Steel Cradle and Bracket for Tower-Top Mounting, Industrial Terminal Box, Terminal Size 4 mm² & Suitable 1xM20 Cable Gland for 3x4 mm² Cu/XLPE/SWA/PVC Cable, Grounding terminal and internal wiring, Mounting Facilities, Suitable for Plant site conditions. |  | MTO=ELLF10G11AAI5FN000 | FLOODLIGHT
1941 | LIGHTING | 44 | ELLF10G12AAI5FN000 | FIXTURE | 1*400W | 3 | 3 | 2 | 1 | 0 | Floodlight Fixture, 400 W, 230 V, 50 Hz, Metal Halide (HIT) Lamp, Weather & Dust Proof, IP55W, Wide Beam, Cast Aluminum Housing with Internal Adjustable Mirror Reflector of Anodized Aluminum, Porcelain Lamp holder E40, Shock and Thermal Resistant Diffuser Glass Front Cover, Complete with Control Gear, Capacitor, Robust Non-Corroding, Swiveling and Tilting Galvanized Steel Cradle and Bracket for Concrete Wall/Steel Structure Mounting, Industrial Terminal Box, Terminal Size 4 mm² & Suitable 1xM20 Cable Gland for 3x4 mm² Cu/XLPE/SWA/PVC Cable, Grounding terminal and internal wiring, Mounting Facilities. |  |  | FLOODLIGHT
1942 | LIGHTING | 44 | ELLM10F04AAI5FN000 | FIXTURE | 1*250W | 51 | 51 | 48 | 3 | 0 | Hi-Bay Lighting Fixture, 250 W, 230 V, 50 Hz, Metal Halide (HIT) Lamp, Weather & Dust Proof, IP55W, Made of one Piece Die-Cast Aluminum Housing with Brightened & Anodized Aluminum Reflector, Porcelain Lamp holder E40, Shock & Thermal Resistant Glass Diffuser, Quick Action Fastener, Accessories & Screws, Complete with Control Gear, Capacitor, Industrial Terminal Box, Terminal Size 4 mm², Pendant & Hook Mounting, ISO Thread 20 mm, Including 1xM20 Cable Gland, One M20 Stop Plug & Accessories, Mounting Facilities, Grounding terminal and internal wiring. |  |  | High-Bay
1943 | LIGHTING | 44 | EPSH06OI5FN000 | JUNCTION BOX | 4WAY | 7 | 7 | 6 | 1 | 0 | Junction Box for Floodlight Fixture, Rectangular, surface mounted, made of copper free Aluminum or Cast Iron, Corrosion Resistant Enclosure, Weather Proof Type, IP55W, Outdoor type, with hole sizes 2xM40 cable glands for 4x25 mm2 XLPE/LSH/SWA/PVC cable on the bottom side for looping cable, with one stop plug and 2xM20 cable glands for 3x4 mm2 Cu/XLPE/SWA/PVC cable on the top with one stop plug, Min. 2 points for supporting and installation on the back side of junction box body, with 10x25 mm2 terminals on the down side and 6x4 mm2 on the top side with 2xMCB two poles with 6 A rating, Internal wiring, Internal and external grounding point, with suitable earth terminal. |  |  | JB
1944 | LIGHTING | 44 | EPSH043I5FN000 | JUNCTION BOX | 4WAY | 8 | 8 | 6 | 2 | 0 | 4 Way Junction Box, Small Pattern, Circular Type, Weather proof, IP55W, Outdoor Type, Surface Mounted, made of copper free Aluminum or cast iron, Corrosion Resistant Body, completely with terminals, mounting rails, end plates, marking strips, internal Plate with Cover, Outdoor Type, with Hole Sizes 2xM25+2xM20 (1 No. On Each Side), With 2xM25 Cable Glands and Shrouds Suitable For 3x6 mm² Cu/XLPE/LSH/SWA/PVC Cable, with one stop Plug and 2xM20 Cable Glands and Shrouds Suitable For 3x2.5 mm² Cu/XLPE/SWA/PVC Cable and with one Stop Plug, Minimum 8 Nos. Terminals Suitable for 6 mm² Cable and Cross Connection Poles, Internal Earth Stud including all fixing material. |  |  | JB
1945 | LIGHTING | 44 | EPSH043I5FN000 | JUNCTION BOX | 4WAY | 44 | 27 | 27 | 0 | 17 | 4 Way Junction Box, Small Pattern, Circular Type, Weather proof, IP55W, Outdoor Type, Surface Mounted, made of copper free Aluminum or cast iron, Corrosion Resistant Body, completely with terminals, mounting rails, end plates, marking strips, internal Plate with Cover, with Hole Sizes 4xM20 (1 No. On Each Side), With 2xM20 Cable Glands and Shrouds Suitable For 3x6 mm² Cu/XLPE/SWA/PVC Cable, with one stop plug and 2xM20 Cable Glands and Shrouds Suitable For 3x2.5 mm² Cu/XLPE/SWA/PVC Cable and with one Stop Plug, Minimum 8 Nos. Terminals Suitable for 6 mm² Cable and Cross Connection Poles, Internal Earth Stud including all fixing material. |  | Related to site shortage | JB
1946 | LIGHTING | 44 | EPSH044I5FN000 | JUNCTION BOX | 4WAY | 18 | 18 | 18 | 0 | 0 | 4 Way Junction Box, Small Pattern, Circular Type, Weather proof, IP55W, Outdoor Type, Surface Mounted, made of copper free Aluminum or cast iron, Corrosion Resistant Body, completely with terminals, mounting rails, end plates, marking strips, internal Plate with Cover, with Hole Sizes 1xM25+3xM20 (1 No. On Each Side), With 1xM25 Cable Glands and Shrouds Suitable For 3x6 mm² Cu/XLPE/LSH/SWA/PVC Cable, With 1xM20 Cable Glands and Shrouds Suitable For 3x6 mm² Cu/XLPE/SWA/PVC Cable and with one stop plug , 2xM20 Cable Glands and Shrouds Suitable For 3x2.5 mm² Cu/XLPE/SWA/PVC Cable and with one Stop Plug, Minimum 8 Nos. Terminals Suitable for 6 mm² Cable and Cross Connection Poles, Internal Earth Stud including all fixing material. |  |  | JB
1947 | LIGHTING | 50 | ELLR10F08AAI5FN000 | FIXTURE | 1*250W | 240 | 230 | 192 | 38 | 10 | Street Lighting Fixture, 250 W, 230 V, 50 Hz, Metal Halide (HIT) Lamp, Weather & Dust Proof, IP55W, Preferably Top Access, Made of one Piece Die-Cast Aluminum with Brightened & Anodized Aluminum Reflector, Porcelain Lamp holder E40, Shock & Thermal Resistant Glass Bowl Diffuser, Side Entry, Quick Action Fastener, Accessories & Screws, Chock and Capacitor, High power factor, Terminal Size 4 mm², Grounding terminal and internal wiring, Suitable for 3x2.5 mm² Cu/XLPE/SWA/PVC Cable and for installing on 50 mm Diameter Pipe, Mounting facilities. |  | مطابق Shortage اضاف شده است | Street Light
1948 | LIGHTING | 50 | EPSH05YI5FN000 | JUNCTION BOX | 3WAY | 75 | 75 | 61 | 14 | 0 | Junction Box for Street Lighting, 3 Ways, Rectangular and Industrial type, IP55W, Surface Mounted, Made of copper free Aluminum or cast iron, Corrosion Resistant Enclosure Outdoor type, with hole sizes 2xM32 cable glands for 4X16 mm2 XLPE/LSH/SWA/PVC cable on the bottom side for looping cable, with one stop plug and 1xM20 cable glands for 3x2.5 mm2 Cu/XLPE/SWA/PVC cable on the top , Min. 2 points for supporting and installation on the back side of junction box body, with 10x16 or 10x10 or 10x6 mm2 terminals on the down side and 4x4 mm2 on the top side with 1xMCB two poles with 6 A rating, Internal wiring, Internal and external grounding point, with suitable earth terminal, with all facilities for installing on the 9 m Street Lighting Pole. |  |  | JB
1949 | LIGHTING | 50 | EPSH05YA6FN2T3 | JUNCTION BOX | 3WAY | 163 | 163 | 149 | 14 | 0 | Junction Box for Street Lighting, 3 Ways, Rectangular and Explosion Proof Exd IIB T3, IP65, Surface Mounted, Made of copper free Aluminum or cast iron, Corrosion Resistant Enclosure Outdoor type, with hole sizes 2xM32 cable glands for 4X16 mm2 XLPE/LSH/SWA/PVC cable on the bottom side for looping cable, with one stop plug and 1xM20 cable glands for 3x2.5 mm2 Cu/XLPE/SWA/PVC cable on the top , Min. 2 points for supporting and installation on the back side of junction box body, with 10x16 or 10x10 or 10x4 mm2 terminals on the down side and 4x4 mm2 on the top side with 1xMCB two poles with 6 A rating, Internal wiring, Internal and external grounding point, with suitable earth terminal, with all facilities for installing on the 9 m Street Lighting Pole. |  |  | JB
1950 | LIGHTING | 51 | ELLD02L05AAA6FN2T3 | FIXTURE | 2*36W | 122 | 122 | 0 | 122 | 0 | Fluorescent Lighting Fixture, with 2x36 W Bi-Pin white color Lamps, 230 V AC, 50 Hz,1Ph+N+PE, Explosion Proof Exd IIB T3, IP65, Metallic and Corrosion Resistant Enclosure type with anodized Reflector and Transparent Bowl, impact resistant Polycarbonate or equivalent material, with Diffuser, Surface Mounted, Complete with Electronic Ballast, High Power Factor>= 0.9, Through Wiring as per IEC 60598-1, Figure 20-b, Terminal Size 4 mm², 2 Side Entries (one Entry Each Side), Earthing terminal and internal wiring, Suitable for Conduit/Cable Gland ISO Thread 20 mm with 1xM20 Cable Glands With Shrouds Suitable For 3x2.5 mm² Cu/XLPE/SWA/PVC Cable and one Stop Plug, Stainless Steel Ceiling Bracket, Bolts, Nuts and Washers Suitable for fixing on Ceiling(concrete beam). |  |  | Fluorescent
1951 | LIGHTING | 51 | ELLD02K13AAA6FN2T3 | FIXTURE | 2*18W | 650 | 650 | 563 | 87 | 0 | Fluorescent Lighting Fixture, with 2x18 W Bi-Pin white color Lamps, 230 V AC, 50 Hz,1Ph+N+PE, Explosion Proof Exd IIB T3, IP65, Metallic and Corrosion Resistant Enclosure type with anodized Reflector and Transparent Bowl, impact resistant Polycarbonate or equivalent material, with Diffuser, Pole Mounted, Complete with Electronic Ballast, High Power Factor>= 0.9, Through Wiring as per IEC 60598-1, Figure 20-b, Terminal Size 4 mm², 2 Side Entries (one Entry Each Side), Earthing terminal and internal wiring, Suitable for Conduit/Cable Gland ISO Thread 20 mm with 1xM20 Cable Glands With Shrouds Suitable For 3x2.5 mm² Cu/XLPE/SWA/PVC Cable and one Stop Plug, Stainless Steel Pipe Clamps, Bolts, Nuts and Washers Suitable for fixing on 1½" diameter Pole/Stanchion. |  |  | Fluorescent
1952 | LIGHTING | 51 | ELLD02K13AAA6FN2T3 | FIXTURE | 2*18W | 280 | 280 | 280 | 0 | 0 | Fluorescent Lighting Fixture, with 2x18 W Bi-Pin white color Lamps, 230 V AC, 50 Hz,1Ph+N+PE, Explosion Proof Exd IIC T3, IP65, Metallic and Corrosion Resistant Enclosure type with anodized Reflector and Transparent Bowl, impact resistant Polycarbonate or equivalent material, with Diffuser, Pole Mounted, Complete with Electronic Ballast, High Power Factor>= 0.9, Through Wiring as per IEC 60598-1, Figure 20-b, Terminal Size 4 mm², 2 Side Entries (one Entry Each Side), Earthing terminal and internal wiring, Suitable for Conduit/Cable Gland ISO Thread 20 mm with 1xM20 Cable Glands With Shrouds Suitable For 3x2.5 mm² Cu/XLPE/SWA/PVC Cable and one Stop Plug, Stainless Steel Pipe Clamps, Bolts, Nuts and Washers Suitable for fixing on 1½" diameter Pole/Stanchion. |  | MTO=ELLD02K13AAA6FN3T3 | Fluorescent
1953 | LIGHTING | 51 | ELLD02K05AAA6FN3T3 | FIXTURE | 2*18W | 15 | 15 | 0 | 15 | 0 | Fluorescent Lighting Fixture, with 2x18 W Bi-Pin white color Lamps, 230 V AC, 50 Hz,1Ph+N+PE, Explosion Proof Exd IIC T3, IP65, Metallic and Corrosion Resistant Enclosure type with anodized Reflector and Transparent Bowl, impact resistant Polycarbonate or equivalent material, with Diffuser, Pole Mounted, Complete with Electronic Ballast, High Power Factor>= 0.9, Through Wiring as per IEC 60598-1, Figure 20-b, Terminal Size 4 mm², 2 Side Entries (one Entry Each Side), Earthing terminal and internal wiring, Suitable for Conduit/Cable Gland ISO Thread 20 mm with 1xM20 Cable Glands With Shrouds Suitable For 3x2.5 mm² Cu/XLPE/SWA/PVC Cable and one Stop Plug, Stainless Steel Pipe Clamps, Bolts, Nuts and Washers Suitable for fixing on Ceiling (steel beam). |  |  | Fluorescent
1954 | LIGHTING | 51 | ELLD02L13AAA6FN2T3 | FIXTURE | 2*36W | 58 | 58 | 0 | 58 | 0 | Fluorescent Lighting Fixture, with 2x36 W Bi-Pin white color Lamps, 230 V AC, 50 Hz,1Ph+N+PE, Explosion Proof Exd IIB T3, IP65, Metallic and Corrosion Resistant Enclosure type with anodized Reflector and Transparent Bowl, impact resistant Polycarbonate or equivalent material, with Diffuser, Pole Mounted, Complete with Electronic Ballast, High Power Factor>= 0.9, Through Wiring as per IEC 60598-1, Figure 20-b, Terminal Size 4 mm², 2 Side Entries (one Entry Each Side), Earthing terminal and internal wiring, Suitable for Conduit/Cable Gland ISO Thread 20 mm with 1xM20 Cable Glands With Shrouds Suitable For 3x2.5 mm² Cu/XLPE/SWA/PVC Cable and one Stop Plug, Stainless Steel Pipe Clamps, Bolts, Nuts and Washers Suitable for fixing on 1½" diameter Pole/Stanchion. |  |  | Fluorescent
1955 | LIGHTING | 51 | ELLJ02L05AAA6FN2T3 | FIXTURE | 2*36W | 50 | 50 | 0 | 50 | 0 | Fluorescent Lighting Fixture, with 2x36 W Bi-Pin white color Lamps, 230 V AC, 50 Hz,1Ph+N+PE, Explosion Proof Exd IIB T3, IP65, Metallic and Corrosion Resistant Enclosure type with anodized Reflector and Transparent Bowl, impact resistant Polycarbonate or equivalent material, Surface Mounted, Complete with Electronic Ballast, High Power Factor>= 0.9, Through Wiring as per IEC 60598-1, Figure 20-b, Terminal Size 4 mm², 2 Side Entries (one Entry Each Side), Earthing terminal and internal wiring, Suitable for Conduit/Cable Gland ISO Thread 20 mm with 1xM20 Cable Glands With Shrouds Suitable For 3x2.5 mm² Cu/XLPE/SWA/PVC Cable and one Stop Plug, Stainless Steel Bolts, Nuts and Washers Suitable for fixing on Ceiling((concrete beam)), With Battery, Battery Charger With 30 Min Back-Up Time. |  |  | Fluorescent
1956 | LIGHTING | 51 | ELLF10G11AAI5FN000 | FIXTURE | 1*400W | 20 | 20 | 18 | 2 | 0 | Floodlight Fixture, 400 W, 230 V, 50 Hz, Metal Halide (HIT) Lamp, Weather & Dust Proof, IP55W, Wide Beam, Cast Aluminum Housing with Internal Adjustable Mirror Reflector of Anodized Aluminum, Porcelain Lamp holder E40, Shock and Thermal Resistant Diffuser Glass Front Cover, Complete with Control Gear, Capacitor, Robust Non-Corroding, Swiveling and Tilting Galvanized Steel Cradle and Bracket for Tower-Top Mounting, Industrial Terminal Box, Terminal Size 4 mm² & Suitable 1xM20 Cable Gland for 3x4 mm² Cu/XLPE/SWA/PVC Cable, Grounding terminal and internal wiring, Mounting Facilities, Suitable for Plant site conditions. |  | MTO=ELLF10G11AAI5FN000 | FLOODLIGHT
1957 | LIGHTING | 51 | ELLF10G12AAA6FN2T3 | FIXTURE | 1*400W | 11 | 11 | 0 | 11 | 0 | Floodlight Fixture, 400 W, 230 V, 50 Hz, Metal Halide (HIT) Lamp, Explosion Proof Exd IIB T3, IP65, Wide Beam, Cast Aluminum Housing with Internal Adjustable Mirror Reflector of Anodized Aluminum, Porcelain Lamp holder E40, Shock and Thermal Resistant Diffuser Glass Front Cover, Complete with Control Gear, Capacitor, Robust Non-Corroding, Swiveling and Tilting Galvanized Steel Cradle and Bracket for Concrete Wall/Steel Structure Mounting, Explosion Proof Terminal Box, Terminal Size 4 mm² & Suitable 1xM20 Exd IIBT3 IP65 Cable Gland for 3x4 mm² Cu/XLPE/SWA/PVC Cable, Grounding terminal and internal wiring, Mounting Facilities. |  |  | FLOODLIGHT
1958 | LIGHTING | 51 | EPSH06UA6FN2T3 | JUNCTION BOX | 4WAY | 10 | 10 | 6 | 4 | 0 | Junction Box for Floodlight Fixture, Rectangular, Surface mounted, made of copper free Aluminum or Cast Iron, Corrosion Resistant Enclosure, Exd IIB T3, IP65, Outdoor type, with hole sizes 2xM40 cable glands for 4x25 mm2 XLPE/LSH/SWA/PVC cable on the bottom side for looping cable, with one stop plug and 4xM20 cable glands for 3x4 mm2 Cu/XLPE/SWA/PVC cable on the top with two stop plugs, Min. 2 points for supporting and installation on the back side of junction box body, with 10x25 mm2 terminals on the down side and 10x4 mm2 on the top side with 4xMCB two poles with 6 A rating, Internal wiring, Metallic body with cover, Internal and external grounding point, with suitable earth terminal |  | For Ex & Normal Flood Lighting Fixture with 2 or 3 fixtures | JB
1959 | LIGHTING | 51 | EPSH06OA6FN2T3 | JUNCTION BOX | 4WAY | 15 | 15 | 11 | 4 | 0 | Junction Box for Floodlight Fixture, Rectangular, surface mounted, made of copper free Aluminum or Cast Iron, Corrosion Resistant Enclosure, Exd IIB T3, IP65, Outdoor type, with hole sizes 2xM40 cable glands for 4x25 mm2 XLPE/LSH/SWA/PVC cable on the bottom side for looping cable, with one stop plug and 2xM20 cable glands for 3x4 mm2 Cu/XLPE/SWA/PVC cable on the top with one stop plug, Min. 2 points for supporting and installation on the back side of junction box body, with 10x25 mm2 terminals on the down side and 6x4 mm2 on the top side with 2xMCB two poles with 6 A rating, Internal wiring, Internal and external grounding point, with suitable earth terminal, with suitable earth terminal |  | For Ex Flood Lighting Fixture with 1 fixture | JB
1960 | LIGHTING | 51 | EPSH043A6FN2T3 | JUNCTION BOX | 4WAY | 54 | 54 | 8 | 46 | 0 | 4 Way Junction Box, Small Pattern, Circular Type, Explosion Proof Exd IIB T3, IP65, Outdoor Type, Surface Mounted, made of copper free Aluminum or cast iron, Corrosion Resistant Body, completely with terminals, mounting rails, end plates, marking strips, internal Plate with Cover, with Hole Sizes 2xM25+2xM20 (1 No. On Each Side), With 2xM25 Cable Glands and Shrouds Suitable For 3x6 or 3x4 mm² Cu/XLPE/LSH/SWA/PVC Cable, with one stop plug and 2xM20 Cable Glands and Shrouds Suitable For 3x2.5 mm² or 3x6 mm² Cu/XLPE/SWA/PVC Cable and with one Stop Plug, Minimum 8 Nos. Terminals Suitable for 6 mm² or 4 mm² Cable and Cross Connection Poles, Internal Earth Stud including all fixing material. |  | (For Hi-Bay & Fluorescent Lighting Fixtures and level gauge) | JB
1961 | LIGHTING | 51 | EPSH055A6FN2T3 | JUNCTION BOX | 4WAY | 19 | 19 | 14 | 5 | 0 | 4 Way Junction Box, Small Pattern, Circular Type, Explosion Proof Exd IIB T3, IP65, Outdoor Type, Surface Mounted, made of copper free Aluminum or cast iron, Corrosion Resistant Body, completely with terminals, mounting rails, end plates, marking strips, internal Plate with Cover, with Hole Sizes 2xM32+2xM20 (1 No. On Each Side), With 2xM32 Cable Glands and Shrouds Suitable For 3x16 mm² Cu/XLPE/LSH/SWA/PVC Cable, with one stop plug and 2xM20 Cable Glands and Shrouds Suitable For 3x2.5 mm² Cu/XLPE/SWA/PVC Cable and with one Stop Plug, Minimum 8 Nos. Terminals Suitable for 16 mm² Cable, 6 Nos .Terminals Suitable for 2.5 mm² cable and Cross Connection Poles , Internal Earth Stud including all fixing material. |  | For level gauge | JB
1962 | LIGHTING | 51 | EPSH044A6FN2T3 | JUNCTION BOX | 4WAY | 87 | 87 | 82 | 5 | 0 | 4 Way Junction Box, Small Pattern, Circular Type, Explosion Proof Exd IIB T3, IP65, Outdoor Type, Surface Mounted, made of copper free Aluminum or cast iron, Corrosion Resistant Body, completely with terminals, mounting rails, end plates, marking strips, internal Plate with Cover, with Hole Sizes 1xM25+3xM20 (1 No. On Each Side), With 1xM25 Cable Glands and Shrouds Suitable For 3x6 mm² Cu/XLPE/LSH/SWA/PVC Cable, With 1xM20 Cable Glands and Shrouds Suitable For 3x6 mm² Cu/XLPE/SWA/PVC Cable and with one stop plug , 2xM20 Cable Glands and Shrouds Suitable For 3x2.5 mm² Cu/XLPE/SWA/PVC Cable and with one Stop Plug, Minimum 8 Nos. Terminals Suitable for 6 mm² Cable and Cross Connection Poles, Internal Earth Stud including all fixing material. |  | For Fluorescent & Hi-Bay Lighting Fixtures | JB
1963 | LIGHTING | 51 | EPSH044A6FN3T3 | JUNCTION BOX | 4WAY | 20 | 20 | 0 | 20 | 0 | 4 Way Junction Box, Small Pattern, Circular Type, Explosion Proof Exd IIC T3, IP65, Outdoor Type, Surface Mounted, made of copper free Aluminum or cast iron, Corrosion Resistant Body, completely with terminals, mounting rails, end plates, marking strips, internal Plate with Cover, with Hole Sizes 1xM25+3xM20(1 No. On Each Side), With 1xM25 Cable Glands and Shrouds Suitable For 3x6 mm² Cu/XLPE/LSH/SWA/PVC Cable, With 1xM20 Cable Glands and Shrouds Suitable For 3x6 mm² Cu/XLPE/SWA/PVC Cable and with one stop plug , 2xM20 Cable Glands and Shrouds Suitable For 3x2.5 mm² Cu/XLPE/SWA/PVC Cable and with one Stop Plug, Minimum 8 Nos. Terminals Suitable for 6 mm² Cable and Cross Connection Poles, Internal Earth Stud including all fixing material. |  | For Fluorescent & Hi-Bay Lighting Fixtures | JB
1964 | LIGHTING | 51 | EPSH03MA6FN2T3 | JUNCTION BOX | 4WAY | 635 | 635 | 556 | 79 | 0 | 4 Way Junction Box, Small Pattern, Circular Type, Explosion Proof Exd IIB T3, IP65, Outdoor Type, Surface Mounted, made of copper free Aluminum or cast iron, Corrosion Resistant Body, completely with terminals, mounting rails, end plates, marking strips, internal Plate with Cover, with Hole Sizes 4xM20 (1 No. On Each Side), With 2xM20 Cable Glands and Shrouds Suitable For 3x6 mm² Cu/XLPE/SWA/PVC Cable, with one stop plug and 2xM20 Cable Glands and Shrouds Suitable For 3x2.5 mm² Cu/XLPE/SWA/PVC Cable and with one Stop Plug, Minimum 8 Nos. Terminals Suitable for 6 mm² Cable and Cross Connection Poles, Internal Earth Stud including all fixing material. |  | For Fluorescent & Hi-Bay Lighting Fixtures | JB
1965 | LIGHTING | 51 | EPSH03MA6FN3T3 | JUNCTION BOX | 4WAY | 272 | 272 | 150 | 122 | 0 | 4 Way Junction Box, Small Pattern, Circular Type, Explosion Proof Exd IIC T3, IP65, Outdoor Type, Surface Mounted, made of copper free Aluminum or cast iron, Corrosion Resistant Body, completely with terminals, mounting rails, end plates, marking strips, internal Plate with Cover, with Hole Sizes 4xM20 (1 No. On Each Side), With 2xM20 Cable Glands and Shrouds Suitable For 3x6 mm² Cu/XLPE/SWA/PVC Cable, with one stop plug and 2xM20 Cable Glands and Shrouds Suitable For 3x2.5 mm² Cu/XLPE/SWA/PVC Cable and with one Stop Plug, Minimum 8 Nos. Terminals Suitable for 6 mm² Cable and Cross Connection Poles, Internal Earth Stud including all fixing material. |  | For Fluorescent & Hi-Bay Lighting Fixtures | JB
1966 | LIGHTING | 51 | EPSA073A6FN2T3511 | Switch | 2POLE | 28 | 28 | 0 | 28 | 0 | Switch Two Pole, 1 Way, 1 Gang, Surface Mounted, 50 Hz, 230 V AC, 1 Phase, 16 A, Exd IIB T3, IP65, Entries Sizes ISO Thread 20mm With 3xM20 Cable Gland And Shroud Suitable For 3x2.5 mm² Cu/XLPE/SWA/PVC Cable, with one Stop Plug, With Internal Earthing Stud. |  | 4 NO FOR DE-5101 | Switch
1967 | LIGHTING | 55 | ELLD02L05AAA6FN2T3 | FIXTURE | 2*36W | 46 | 46 | 0 | 46 | 0 | Fluorescent Lighting Fixture, with 2x36 W Bi-Pin white color Lamps, 230 V AC, 50 Hz,1Ph+N+PE, Explosion Proof Exd IIB T3, IP65, Metallic and Corrosion Resistant Enclosure type with anodized Reflector and Transparent Bowl, impact resistant Polycarbonate or equivalent material, with Diffuser, Surface Mounted, Complete with Electronic Ballast, High Power Factor>= 0.9, Through Wiring as per IEC 60598-1, Figure 20-b, Terminal Size 4 mm², 2 Side Entries (one Entry Each Side), Earthing terminal and internal wiring, Suitable for Conduit/Cable Gland ISO Thread 20 mm with 1xM20 Cable Glands With Shrouds Suitable For 3x2.5 mm² Cu/XLPE/SWA/PVC Cable and one Stop Plug, Stainless Steel Ceiling Bracket, Bolts, Nuts and Washers Suitable for fixing on Ceiling. |  |  | Fluorescent
1968 | LIGHTING | 55 | ELLD02K13AAA6FN2T3 | FIXTURE | 2*18W | 185 | 185 | 51 | 134 | 0 | Fluorescent Lighting Fixture, with 2x18 W Bi-Pin white color Lamps, 230 V AC, 50 Hz,1Ph+N+PE, Explosion Proof Exd IIB T3, IP65, Metallic and Corrosion Resistant Enclosure type with anodized Reflector and Transparent Bowl, impact resistant Polycarbonate or equivalent material, with Diffuser, Pole Mounted, Complete with Electronic Ballast, High Power Factor>= 0.9, Through Wiring as per IEC 60598-1, Figure 20-b, Terminal Size 4 mm², 2 Side Entries (one Entry Each Side), Earthing terminal and internal wiring, Suitable for Conduit/Cable Gland ISO Thread 20 mm with 1xM20 Cable Glands With Shrouds Suitable For 3x2.5 mm² Cu/XLPE/SWA/PVC Cable and one Stop Plug, Stainless Steel Pipe Clamps, Bolts, Nuts and Washers Suitable for fixing on 1½" diameter Pole/Stanchion. |  |  | Fluorescent
1969 | LIGHTING | 55 | ELLD02L13AAA6FN2T3 | FIXTURE | 2*36W | 18 | 18 | 0 | 18 | 0 | Fluorescent Lighting Fixture, with 2x36 W Bi-Pin white color Lamps, 230 V AC, 50 Hz,1Ph+N+PE, Explosion Proof Exd IIB T3, IP65, Metallic and Corrosion Resistant Enclosure type with anodized Reflector and Transparent Bowl, impact resistant Polycarbonate or equivalent material, with Diffuser, Pole Mounted, Complete with Electronic Ballast, High Power Factor>= 0.9, Through Wiring as per IEC 60598-1, Figure 20-b, Terminal Size 4 mm², 2 Side Entries (one Entry Each Side), Earthing terminal and internal wiring, Suitable for Conduit/Cable Gland ISO Thread 20 mm with 1xM20 Cable Glands With Shrouds Suitable For 3x2.5 mm² Cu/XLPE/SWA/PVC Cable and one Stop Plug, Stainless Steel Pipe Clamps, Bolts, Nuts and Washers Suitable for fixing on 1½" diameter Pole/Stanchion. |  |  | Fluorescent
1970 | LIGHTING | 55 | ELLJ02L05AAA6FN2T3 | FIXTURE | 2*36W | 19 | 19 | 0 | 19 | 0 | Fluorescent Lighting Fixture, with 2x36 W Bi-Pin white color Lamps, 230 V AC, 50 Hz,1Ph+N+PE, Explosion Proof Exd IIB T3, IP65, Metallic and Corrosion Resistant Enclosure type with anodized Reflector and Transparent Bowl, impact resistant Polycarbonate or equivalent material, Surface Mounted, Complete with Electronic Ballast, High Power Factor>= 0.9, Through Wiring as per IEC 60598-1, Figure 20-b, Terminal Size 4 mm², 2 Side Entries (one Entry Each Side), Earthing terminal and internal wiring, Suitable for Conduit/Cable Gland ISO Thread 20 mm with 1xM20 Cable Glands With Shrouds Suitable For 3x2.5 mm² Cu/XLPE/SWA/PVC Cable and one Stop Plug, Stainless Steel Bolts, Nuts and Washers Suitable for fixing on Ceiling, With Battery, Battery Charger With 30 Min Back-Up Time. |  |  | Fluorescent
1971 | LIGHTING | 55 | ELLF10G12AAI5FN000 | FIXTURE | 1*400W | 18 | 18 | 15 | 3 | 0 | Floodlight Fixture, 400 W, 230 V, 50 Hz, Metal Halide (HIT) Lamp, Weather & Dust Proof, IP55W, Wide Beam, Cast Aluminum Housing with Internal Adjustable Mirror Reflector of Anodized Aluminum, Porcelain Lamp holder E40, Shock and Thermal Resistant Diffuser Glass Front Cover, Complete with Control Gear, Capacitor, Robust Non-Corroding, Swiveling and Tilting Galvanized Steel Cradle and Bracket for Tower-Top Mounting, Industrial Terminal Box, Terminal Size 4 mm² & Suitable 1xM20 Cable Gland for 3x4 mm² Cu/XLPE/SWA/PVC Cable, Grounding terminal and internal wiring, Mounting Facilities, Suitable for Plant site conditions. |  | MTO=ELLF10G11AAI5FN000 | FLOODLIGHT
1972 | LIGHTING | 55 | EPSH06UA6FN2T3 | JUNCTION BOX | 4WAY | 10 | 10 | 5 | 5 | 0 | Junction Box for Floodlight Fixture, Rectangular, Surface mounted, made of copper free Aluminum or Cast Iron, Corrosion Resistant Enclosure, Exd IIB T3, IP65, Outdoor type, with hole sizes 2xM40 cable glands for 4x25 mm2 XLPE/LSH/SWA/PVC cable on the bottom side for looping cable, with one stop plug and 4xM20 cable glands for 3x4 mm2 Cu/XLPE/SWA/PVC cable on the top with two stop plugs, Min. 2 points for supporting and installation on the back side of junction box body, with 10x25 mm2 terminals on the down side and 10x4 mm2 on the top side with 4xMCB two poles with 6 A rating, Internal wiring, Metallic body with cover, Internal and external grounding point, with suitable earth terminal |  | For Ex & Normal Flood Lighting Fixture with 2 or 3 fixtures | JB
1973 | LIGHTING | 55 | EPSH06OA6FN2T3 | JUNCTION BOX | 4WAY | 10 | 10 | 7 | 3 | 0 | Junction Box for Floodlight Fixture, Rectangular, surface mounted, made of copper free Aluminum or Cast Iron, Corrosion Resistant Enclosure, Exd IIB T3, IP65, Outdoor type, with hole sizes 2xM40 cable glands for 4x25 mm2 XLPE/LSH/SWA/PVC cable on the bottom side for looping cable, with one stop plug and 2xM20 cable glands for 3x4 mm2 Cu/XLPE/SWA/PVC cable on the top with one stop plug, Min. 2 points for supporting and installation on the back side of junction box body, with 10x25 mm2 terminals on the down side and 6x4 mm2 on the top side with 2xMCB two poles with 6 A rating, Internal wiring, Internal and external grounding point, with suitable earth terminal, with suitable earth terminal |  | For Ex Flood Lighting Fixture with 1 fixture | JB
1974 | LIGHTING | 55 | EPSH043A6FN2T3 | JUNCTION BOX | 4WAY | 15 | 15 | 15 | 0 | 0 | 4 Way Junction Box, Small Pattern, Circular Type, Explosion Proof Exd IIB T3, IP65, Outdoor Type, Surface Mounted, made of copper free Aluminum or cast iron, Corrosion Resistant Body, completely with terminals, mounting rails, end plates, marking strips, internal Plate with Cover, with Hole Sizes 2xM25+2xM20 (1 No. On Each Side), With 2xM25 Cable Glands and Shrouds Suitable For 3x6 mm² Cu/XLPE/LSH/SWA/PVC Cable, with one stop plug and 2xM20 Cable Glands and Shrouds Suitable For 3x2.5 mm² 3x6 mm² Cu/XLPE/SWA/PVC Cable and with one Stop Plug, Minimum 8 Nos. Terminals Suitable for 6 mm² Cable and Cross Connection Poles, Internal Earth Stud including all fixing material. |  | For Hi-Bay & Fluorescent Lighting Fixtures | JB
1975 | LIGHTING | 55 | EPSH044A6FN2T3 | JUNCTION BOX | 4WAY | 29 | 29 | 29 | 0 | 0 | 4 Way Junction Box, Small Pattern, Circular Type, Explosion Proof Exd IIB T3, IP65, Outdoor Type, Surface Mounted, made of copper free Aluminum or cast iron, Corrosion Resistant Body, completely with terminals, mounting rails, end plates, marking strips, internal Plate with Cover, with Hole Sizes 1xM25+3xM20 (1 No. On Each Side), With 1xM25 Cable Glands and Shrouds Suitable For 3x6 mm² Cu/XLPE/LSH/SWA/PVC Cable, With 1xM20 Cable Glands and Shrouds Suitable For 3x6 mm² Cu/XLPE/SWA/PVC Cable and with one stop plug , 2xM20 Cable Glands and Shrouds Suitable For 3x2.5 mm² or 3x6 mm² Cu/XLPE/SWA/PVC Cable and with one Stop Plug, Minimum 8 Nos. Terminals Suitable for 6 mm² Cable and Cross Connection Poles, Internal Earth Stud including all fixing material. |  | For Fluorescent & Hi-Bay Lighting Fixtures | JB
1976 | LIGHTING | 55 | EPSH03MA6FN2T3 | JUNCTION BOX | 4WAY | 204 | 204 | 188 | 16 | 0 | 4 Way Junction Box, Small Pattern, Circular Type, Explosion Proof Exd IIB T3, IP65, Outdoor Type, Surface Mounted, made of copper free Aluminum or cast iron, Corrosion Resistant Body, completely with terminals, mounting rails, end plates, marking strips, internal Plate with Cover, with Hole Sizes 4xM20 (1 No. On Each Side), With 2xM20 Cable Glands and Shrouds Suitable For 3x6 mm² Cu/XLPE/SWA/PVC Cable, with one stop plug and 2xM20 Cable Glands and Shrouds Suitable For 3x2.5 mm² or 3x6 mm² Cu/XLPE/SWA/PVC Cable and with one Stop Plug, Minimum 8 Nos. Terminals Suitable for 6 mm² Cable and Cross Connection Poles, Internal Earth Stud including all fixing material. |  | For Fluorescent & Hi-Bay Lighting Fixtures | JB
1977 | LIGHTING | 61 | ELLD02L05AAI5FN000 | FIXTURE | 2*36W | 20 | 20 | 14 | 6 | 0 | Fluorescent Lighting Fixture, with 2x36 W Bi-Pin white color Lamps, 230 V AC, 50 Hz,1Ph+N+PE, Weather Proof Type, IP55W, Metallic and Corrosion Resistant Enclosure type with anodized Reflector and Transparent Bowl, impact resistant Polycarbonate or equivalent material, with Diffuser, Surface Mounted, Complete with Electronic Ballast, High Power Factor>= 0.9, Through Wiring as per IEC 60598-1, Figure 20-b, Terminal Size 4 mm², 2 Side Entries (one Entry Each Side), Earthing terminal and internal wiring, Suitable for Conduit/Cable Gland ISO Thread 20 mm with 1xM20 Cable Glands With Shrouds Suitable For 3x2.5 mm² Cu/XLPE/SWA/PVC Cable and one Stop Plug, Stainless Steel Ceiling Bracket, Bolts, Nuts and Washers Suitable for fixing on Ceiling. |  |  | Fluorescent
1978 | LIGHTING | 61 | ELLJ02L05AAI5FN000 | FIXTURE | 2*36W | 7 | 7 | 0 | 7 | 0 | Fluorescent Lighting Fixture, with 2x36 W Bi-Pin white color Lamps, 230 V AC, 50 Hz,1Ph+N+PE, Weather Proof Type, IP55W, Metallic and Corrosion Resistant Enclosure type with anodized Reflector and Transparent Bowl, impact resistant Polycarbonate or equivalent material, Surface Mounted, Complete with Electronic Ballast, High Power Factor>= 0.9, Through Wiring as per IEC 60598-1, Figure 20-b, Terminal Size 4 mm²,2 Side Entries (one Entry Each Side), Earthing terminal and internal wiring, Suitable for Conduit/Cable Gland ISO Thread 20 mm with 1xM20 Cable Glands With Shrouds Suitable For 3x2.5 mm² Cu/XLPE/SWA/PVC Cable and one Stop Plug, Stainless Steel Bolts, Nuts and Washers Suitable for fixing on Ceiling, With Battery, Battery Charger With 30 Min Back-Up Time. |  |  | Fluorescent
1979 | LIGHTING | 61 | ELLD02K13AAI5FN000 | FIXTURE | 2*18W | 17 | 17 | 16 | 1 | 0 | Fluorescent Lighting Fixture, with 2x18 W Bi-Pin white color Lamps, 230 V AC, 50 Hz,1Ph+N+PE, Weather Proof Type, IP55W, Metallic and Corrosion Resistant Enclosure type with anodized Reflector and Transparent Bowl, impact resistant Polycarbonate or equivalent material, with Diffuser, Pole Mounted, Complete with Electronic Ballast, High Power Factor>= 0.9, Through Wiring as per IEC 60598-1, Figure 20-b, Terminal Size 4 mm², 2 Side Entries (one Entry Each Side), Earthing terminal and internal wiring, Suitable for Conduit/Cable Gland ISO Thread 20 mm with 1xM20 Cable Glands With Shrouds Suitable For 3x2.5 mm² Cu/XLPE/SWA/PVC Cable and one Stop Plug, Stainless Steel Pipe Clamps, Bolts, Nuts and Washers Suitable for fixing on 1½" diameter Pole/Stanchion. |  |  | Fluorescent
1980 | LIGHTING | 61 | ELLF10G11AAI5FN000 | FIXTURE | 1*400W | 9 | 9 | 8 | 1 | 0 | Floodlight Fixture, 400 W, 230 V, 50 Hz, Metal Halide (HIT) Lamp, Weather & Dust Proof, IP55W, Wide Beam, Cast Aluminum Housing with Internal Adjustable Mirror Reflector of Anodized Aluminum, Porcelain Lamp holder E40, Shock and Thermal Resistant Diffuser Glass Front Cover, Complete with Control Gear, Capacitor, Robust Non-Corroding, Swiveling and Tilting Galvanized Steel Cradle and Bracket for Tower-Top Mounting, Industrial Terminal Box, Terminal Size 4 mm² & Suitable 1xM20 Cable Gland for 3x4 mm² Cu/XLPE/SWA/PVC Cable, Grounding terminal and internal wiring, Mounting Facilities, Suitable for Plant site conditions. |  | MTO=ELLF10G11AAI5FN000 | FLOODLIGHT
1981 | LIGHTING | 61 | ELLF10G12AAI5FN000 | FIXTURE | 1*400W | 5 | 5 | 4 | 1 | 0 | Floodlight Fixture, 400 W, 230 V, 50 Hz, Metal Halide (HIT) Lamp, Weather & Dust Proof, IP55W, Wide Beam, Cast Aluminum Housing with Internal Adjustable Mirror Reflector of Anodized Aluminum, Porcelain Lamp holder E40, Shock and Thermal Resistant Diffuser Glass Front Cover, Complete with Control Gear, Capacitor, Robust Non-Corroding, Swiveling and Tilting Galvanized Steel Cradle and Bracket for Concrete Wall/Steel Structure Mounting, Industrial Terminal Box, Terminal Size 4 mm² & Suitable 1xM20 Cable Gland for 3x4 mm² Cu/XLPE/SWA/PVC Cable, Grounding terminal and internal wiring, Mounting Facilities. |  |  | FLOODLIGHT
1982 | LIGHTING | 61 | ELLM10F04AAI5FN000 | FIXTURE | 1*250W | 35 | 35 | 33 | 2 | 0 | Hi-Bay Lighting Fixture, 250 W, 230 V, 50 Hz, Metal Halide (HIT) Lamp, Weather & Dust Proof, IP55W, Made of one Piece Die- Cast Aluminum Housing with Brightened & Anodized Aluminum Reflector, Porcelain Lamp holder E40, Shock & Thermal Resistant Glass Diffuser, Quick Action Fastener, Accessories & Screws, Complete with Control Gear, Capacitor, Industrial Terminal Box, Terminal Size 4 mm², Pendant & Hook Mounting, ISO Thread 20 mm, Including 1xM20 Cable Gland, One M20 Stop Plug & Accessories, Mounting Facilities, Grounding terminal and internal wiring. This document belongs to NIOEC and is confidential and shall be used according to provisions of Abadan Refinery Upgrading Project, Islam Contract No.: 1071/GC-GN/CON/EPC8 |  |  | High-Bay
1983 | LIGHTING | 61 | EPSH06OI5FN000 | JUNCTION BOX | 4WAY | 10 | 10 | 9 | 1 | 0 | Junction Box for Floodlight Fixture, Rectangular, surface mounted, made of copper free Aluminum or Cast Iron, Corrosion Resistant Enclosure, Weather Proof Type, IP55W, Outdoor type, with hole sizes 2xM40 cable glands for 4x25 mm2 XLPE/LSH/SWA/PVC cable on the bottom side for looping cable, with one stop plug and 2xM20 cable glands for 3x4 mm2 Cu/XLPE/SWA/PVC cable on the top with one stop plug, Min. 2 points for supporting and installation on the back side of junction box body, with 10x25 mm2 terminals on the down side and 6x4 mm2 on the top side with 2xMCB two poles with 6 A rating, Internal wiring, Internal and external grounding point, with suitable earth terminal. |  |  | JB
1984 | LIGHTING | 61 | EPSH03MI5FN000 | JUNCTION BOX | 4WAY | 60 | 41 | 40 | 1 | 19 | 4 Way Junction Box, Small Pattern, Circular Type, Weather proof, IP55W, Outdoor Type, Surface Mounted, made of copper free Aluminum or cast iron, Corrosion Resistant Body, completely with terminals, mounting rails, end plates, marking strips, internal Plate with Cover, with Hole Sizes 4xM20 (1 No. On Each Side), With 2xM20 Cable Glands and Shrouds Suitable For 3x6 mm² Cu/XLPE/SWA/PVC Cable, with one stop plug and 2xM20 Cable Glands and Shrouds Suitable For 3x2.5 mm² Cu/XLPE/SWA/PVC Cable and with one Stop Plug, Minimum 8 Nos. Terminals Suitable for 6 mm² Cable and Cross Connection Poles, Internal Earth Stud including all fixing material. |  | Related to site shortage | JB
1985 | LIGHTING | 61 | EPSH044I5FN000 | JUNCTION BOX | 4WAY | 12 | 12 | 12 | 0 | 0 | 4 Way Junction Box, Small Pattern, Circular Type, Weather proof, IP55W, Outdoor Type, Surface Mounted, made of copper free Aluminum or cast iron, Corrosion Resistant Body, completely with terminals, mounting rails, end plates, marking strips, internal Plate with Cover, with Hole Sizes 1xM25+3xM20 (1 No. On Each Side), With 1xM25 Cable Glands and Shrouds Suitable For 3x6 mm² Cu/XLPE/LSH/SWA/PVC Cable, With 1xM20 Cable Glands and Shrouds Suitable For 3x6 mm² Cu/XLPE/SWA/PVC Cable and with one stop plug , 2xM20 Cable Glands and Shrouds Suitable For 3x2.5 mm² Cu/XLPE/SWA/PVC Cable and with one Stop Plug, Minimum 8 Nos. Terminals Suitable for 6 mm² Cable and Cross Connection Poles, Internal Earth Stud including all fixing material. |  |  | JB
1986 | LIGHTING | 75 | ELLD02L05AAA6FN2T3 | FIXTURE | 2*36W | 8 | 8 | 0 | 8 | 0 | Fluorescent Lighting Fixture, with 2x36 W Bi-Pin white color Lamps, 230 V AC, 50 Hz,1Ph+N+PE, Explosion Proof Exd IIB T3, IP65, Metallic and Corrosion Resistant Enclosure type with anodized Reflector and Transparent Bowl, impact resistant Polycarbonate or equivalent material, with Diffuser, Surface Mounted, Complete with Electronic Ballast, High Power Factor>= 0.9, Through Wiring as per IEC 60598-1, Figure 20-b, Terminal Size 4 mm², 2 Side Entries (one Entry Each Side), Earthing terminal and internal wiring, Suitable for Conduit/Cable Gland ISO Thread 20 mm with 1xM20 Cable Glands With Shrouds Suitable For 3x2.5 mm² Cu/XLPE/SWA/PVC Cable and one Stop Plug, Stainless Steel Ceiling Bracket, Bolts, Nuts and Washers Suitable for fixing on Ceiling. |  |  | Fluorescent
1987 | LIGHTING | 75 | ELLD02K13AAA6FN2T3 | FIXTURE | 2*18W | 275 | 275 | 57 | 218 | 0 | Fluorescent Lighting Fixture, with 2x18 W Bi-Pin white color Lamps, 230 V AC, 50 Hz,1Ph+N+PE, Explosion Proof Exd IIB T3, IP65, Metallic and Corrosion Resistant Enclosure type with anodized Reflector and Transparent Bowl, impact resistant Polycarbonate or equivalent material, with Diffuser, Pole Mounted, Complete with Electronic Ballast, High Power Factor>= 0.9, Through Wiring as per IEC 60598-1, Figure 20-b, Terminal Size 4 mm², 2 Side Entries (one Entry Each Side), Earthing terminal and internal wiring, Suitable for Conduit/Cable Gland ISO Thread 20 mm with 1xM20 Cable Glands With Shrouds Suitable For 3x2.5 mm² Cu/XLPE/SWA/PVC Cable and one Stop Plug, Stainless Steel Pipe Clamps, Bolts, Nuts and Washers Suitable for fixing on 1½" diameter Pole/Stanchion. |  |  | Fluorescent
1988 | LIGHTING | 75 | ELLD02L13AAA6FN2T3 | FIXTURE | 2*36W | 23 | 23 | 0 | 23 | 0 | Fluorescent Lighting Fixture, with 2x36 W Bi-Pin white color Lamps, 230 V AC, 50 Hz,1Ph+N+PE, Explosion Proof Exd IIB T3, IP65, Metallic and Corrosion Resistant Enclosure type with anodized Reflector and Transparent Bowl, impact resistant Polycarbonate or equivalent material, with Diffuser, Pole Mounted, Complete with Electronic Ballast, High Power Factor>= 0.9, Through Wiring as per IEC 60598-1, Figure 20-b, Terminal Size 4 mm², 2 Side Entries (one Entry Each Side), Earthing terminal and internal wiring, Suitable for Conduit/Cable Gland ISO Thread 20 mm with 1xM20 Cable Glands With Shrouds Suitable For 3x2.5 mm² Cu/XLPE/SWA/PVC Cable and one Stop Plug, Stainless Steel Pipe Clamps, Bolts, Nuts and Washers Suitable for fixing on 1½" diameter Pole/Stanchion. |  |  | Fluorescent
1989 | LIGHTING | 75 | ELLM10F04AAA6FN2T3 | FIXTURE | 1*250W | 25 | 25 | 0 | 25 | 0 | Hi-Bay Lighting Fixture, 250 W, 230 V, 50 Hz, Metal Halide (HIT) Lamp, Explosion Proof Ex d IIBT3, IP65, Made of one Piece Die-Cast Aluminum Housing with Brightened & Anodized Aluminum Reflector, Porcelain Lamp holder E40, Shock & Thermal Resistant Glass Diffuser, Quick Action Fastener, Accessories & Screws, Complete with Control Gear, Capacitor, Explosion Proof Terminal Box, Terminal Size 4 mm², Pendant & Hook Mounting, ISO Thread 20 mm, Including 1xM20 Ex d IIBT3 IP65 Cable Gland, One M20 Stop Plug & Accessories, Mounting Facilities, Grounding terminal and internal wiring. |  |  | High-Bay
1990 | LIGHTING | 75 | EPSH043A6FN2T3 | JUNCTION BOX | 4WAY | 16 | 16 | 0 | 16 | 0 | 4 Way Junction Box, Small Pattern, Circular Type, Explosion Proof Exd IIB T3, IP65, Outdoor Type, Surface Mounted, made of copper free Aluminum or cast iron, Corrosion Resistant Body, completely with terminals, mounting rails, end plates, marking strips, internal Plate with Cover, with Hole Sizes 2xM25+2xM20 (1 No. On Each Side), With 2xM25 Cable Glands and Shrouds Suitable For 3x6 mm² Cu/XLPE/LSH/SWA/PVC Cable(or 3x16 mm² Cu/XLPE/SWA/PVC Cable ), with one stop plug and 2xM20 Cable Glands and Shrouds Suitable For 3x2.5 mm² Cu/XLPE/SWA/PVC Cable and with one Stop Plug, Internal Earth Stud including all fixing material. |  | Minimum 8 Nos. Terminals Suitable for 6 mm² Cable and Cross Connection Poles | JB
1991 | LIGHTING | 75 | EPSH043A6FN2T3 | JUNCTION BOX | 4WAY | 24 | 24 | 0 | 24 | 0 | 4 Way Junction Box, Small Pattern, Circular Type, Explosion Proof Exd IIB T3, IP65, Outdoor Type, Surface Mounted, made of copper free Aluminum or cast iron, Corrosion Resistant Body, completely with terminals, mounting rails, end plates, marking strips, internal Plate with Cover, with Hole Sizes 2xM25+2xM20 (1 No. On Each Side), With 2xM25 Cable Glands and Shrouds Suitable For 3x6 mm² Cu/XLPE/LSH/SWA/PVC Cable(or 3x16 mm² Cu/XLPE/SWA/PVC Cable ), with one stop plug and 2xM20 Cable Glands and Shrouds Suitable For 3x2.5 mm² Cu/XLPE/SWA/PVC Cable and with one Stop Plug, Internal Earth Stud including all fixing material. |  | Minimum 8 Nos. Terminals Suitable for 16 mm² Cable, 4 Nos. Terminals Suitable for 2.5 mm² Cable(Terminal Size 4 mm²) and Cross Connection Poles | JB
1992 | LIGHTING | 75 | EPSH044A6FN2T3 | JUNCTION BOX | 4WAY | 35 | 35 | 30 | 5 | 0 | 4 Way Junction Box, Small Pattern, Circular Type, Explosion Proof Exd IIB T3, IP65, Outdoor Type, Surface Mounted, made of copper free Aluminum or cast iron, Corrosion Resistant Body, completely with terminals, mounting rails, end plates, marking strips, internal Plate with Cover, with Hole Sizes 1xM25+3xM20 (1 No. On Each Side), With 1xM25 Cable Glands and Shrouds Suitable For 3x6 mm² Cu/XLPE/LSH/SWA/PVC Cable, With 1xM20 Cable Glands and Shrouds Suitable For 3x6 mm² Cu/XLPE/SWA/PVC Cable and with one stop plug , 2xM20 Cable Glands and Shrouds Suitable For 3x2.5 mm² or 3x6 mm² Cu/XLPE/SWA/PVC Cable and with one Stop Plug, Minimum 8 Nos. Terminals Suitable for 6 mm² Cable and Cross Connection Poles, Internal Earth Stud including all fixing material. |  | For Fluorescent & Hi-Bay Lighting Fixtures | JB
1993 | LIGHTING | 75 | EPSH03MA6FN2T3 | JUNCTION BOX | 4WAY | 231 | 231 | 231 | 0 | 0 | 4 Way Junction Box, Small Pattern, Circular Type, Explosion Proof Exd IIB T3, IP65, Outdoor Type, Surface Mounted, made of copper free Aluminum or cast iron, Corrosion Resistant Body, completely with terminals, mounting rails, end plates, marking strips, internal Plate with Cover, with Hole Sizes 4xM20 (1 No. On Each Side), With 2xM20 Cable Glands and Shrouds Suitable For 3x6 mm² Cu/XLPE/SWA/PVC Cable, with one stop plug and 2xM20 Cable Glands and Shrouds Suitable For 3x2.5 mm² Cu/XLPE/SWA/PVC Cable and with one Stop Plug, Minimum 8 Nos. Terminals Suitable for 6 mm² Cable and Cross Connection Poles, Internal Earth Stud including all fixing material. |  | For Fluorescent & Hi-Bay Lighting Fixtures | JB
1994 | LIGHTING | 75 | EPSH056A6FN2T3 | JUNCTION BOX | 4WAY | 15 | 15 | 0 | 15 | 0 | 4 Way Junction Box, Small Pattern, Circular Type, Explosion Proof Exd IIB T3, IP65, Outdoor Type, Surface Mounted, made of copper free Aluminum or cast iron, Corrosion Resistant Body, completely with terminals, mounting rails, end plates, marking strips, internal Plate with Cover, with Hole Sizes 1xM32+1xM25+2xM20 (1 No. On Each Side), With 1xM32 Cable Glands and Shrouds Suitable For 3x16 mm² Cu/XLPE/LSH/SWA/PVC Cable, With 1xM25 Cable Glands and Shrouds Suitable For 3x16 mm² Cu/XLPE/SWA/PVC Cable, with one stop plug and 2xM20 Cable Glands and Shrouds Suitable For 3x2.5 mm² Cu/XLPE/SWA/PVC Cable and with one Stop Plug, Minimum 8 Nos. Terminals Suitable for 16 mm² Cable and 4 Nos. Terminals Suitable for 2.5 mm² Cable(Terminal Size 4 mm²) and Cross Connection Poles, Internal Earth Stud including all fixing material. |  |  | JB
1995 | LIGHTING | BD-40-02 | ELLE02B05BAH4BM000 | FIXTURE | 2*12W | 1 | 0 | 0 | 0 | 1 | Fluorescent Lighting Fixture, With 2x12 W Bi-Pin Lamps, 230 V AC, 50 HZ, With Electronic Ballast, Surface Mounted, IP41, Metallic Body, With Exit Sign, Entries Sizes ISO Thread 25 mm With 2xM25 Cable Glands With Shrouds Suitable For 3x4 mm² Cu/PVC/PVC Cable With 1 Stopping Plug, Through Wiring Double Ended (One Entry At Each Side) As Per IEC 60598-1 Figure 20-b, And 2.5 mm² Internal Wiring, Terminal Size 4 mm², Mounting Accessories On Wall, With Battery, Battery Charger With 30 Min Back-Up Time. | U41 | Exit | Fluorescent
1996 | LIGHTING | BD-40-02 | ELLM10F04BAH4BN000 | FIXTURE | 1*250W | 13 | 13 | 0 | 13 | 0 | Hi-Bay Lighting Fixture, 250 W, 230 V, 50 Hz, Metal Halide (HIT) Lamp, IP41, Made of one Piece Die-Cast Aluminum Housing with Brightened & Anodized Aluminum Reflector, Porcelain Lamp holder E40, Shock & Thermal Resistant Glass Diffuser, Quick Action Fastener, Accessories & Screws, Complete with Control Gear, Capacitor, Industrial Terminal Box, Pendant & Hook Mounting, ISO Thread 25 mm, Including 2xM25 Cable Glands With Shrouds Suitable For 3x4 mm² Cu/PVC/PVC Cable With 1 Stopping Plug & Accessories, Mounting Facilities, Grounding terminal and internal wiring. | U41 | HI-BAY | High-Bay
1997 | LIGHTING | BD-40-02 | EPSH041I5FN000 | JUNCTION BOX | 3WAY | 9 | 9 | 0 | 9 | 0 | 3 Way Junction Box Small Pattern, Rectangular Type, Made Of Copper Free Aluminum Or Cast Iron, Corrosion Resistant Body, Completely With Terminals, Mounting Rails, End Plates, Marking Strips ,Internal Plate With Cover, Surface Mounted, IP41, Indoor Type, With Hole Sizes 3xM25 (1 No. On Each Side And 1 On The Bottom) , With 3xM25 Cable Glands And Shrouds Suitable For 3x4 mm² Cu/PVC/PVC Cable, One Stopping Plug, Minimum 8 Nos. Terminals Suitable For 4 mm² Cable And Cross Connection Poles, Internal Earth Stud And Fixing Bracket. | U41 |  | JB
1998 | LIGHTING | BD-40-02 | EPSP066I5FN000810 | Start Push Button | 250V | 5 | 5 | 0 | 5 | 0 | Start Push Button, Indoor Type, IP41, 250 V, 10 A, 50 Hz, Surface Mounted, Entries Sizes ISO Thread 25 mm With 1xM25 Cable Gland And Shroud Suitable For 3x2.5 mm² Cu/PVC/PVC Cable. | U41 |  | Start
1999 | LIGHTING | BD-40-10 | ELLD02L06AAI5FN000 | FIXTURE | 2*36W | 11 | 11 | 0 | 11 | 0 | Fluorescent Lighting Fixture With 2x36 W Bi-Pins Lamps, Weather Proof Type, IP55W, Metallic And Corrosion Resistant Enclosure, Outdoor Type, With Anodized Reflector And Transparent Bowl, Impact Resistant Polycarbonate Or Equivalent Material, Wall Or Ceiling Mounting, 230 V, 50 Hz, Electronic Ballast, High Power Factor>= 0.9, Through Wiring Double Ended (One Entry At Each Side) As Per IEC 60598-1 Figure 20-b, And 2.5 mm² Internal Wiring, Terminal Size 4 mm², Entries Sizes Iso Thread 25 mm With 2x M25 Cable Gland And Shroud Suitable For 3x4 mm² Cu/PVC/PVC Cable And One Stopping Plug, Related Fixing Accessories On Wall. | U42 | M2 | Fluorescent
2000 | LIGHTING | BD-40-10 | ELLC02L05AAI5FN000 | FIXTURE | 2*36W | 33 | 33 | 0 | 33 | 0 | Fluorescent Lighting Fixture With 2x36 W Bi-Pins Lamps, Weather Proof Type, IP55W, Metallic And Corrosion Resistant Enclosure, Outdoor Type, With Anodized Reflector And Transparent Bowl, Impact Resistant Polycarbonate Or Equivalent Material, Wall Or Ceiling Mounting, 230 V, 50 Hz, Electronic Ballast, High Power Factor>= 0.9, Through Wiring Double Ended (One Entry At Each Side) As Per IEC 60598-1 Figure 20-b, And 2.5 mm² Internal Wiring, Terminal Size 4 mm², Entries Sizes Iso Thread 25 mm With 2x M25 Cable Gland And Shroud Suitable For 3x4 mm² Cu/PVC/PVC Cable And One Stopping Plug, Related Fixing Accessories On Ceiling. | U42 |  | Fluorescent
2001 | LIGHTING | BD-40-10 | ELLM10F04AAI5FN000 | FIXTURE | 1*250W | 58 | 61 | 0 | 61 | 0 | Hi-Bay Lighting Fixture, 250 W, 230 V, 50 Hz, Metal Halide (HIT) Lamp, Weather & Dust Proof, IP55W, Made of one Piece Die-Cast Aluminum Housing with Brightened & Anodized Aluminum Reflector, Porcelain Lamp holder E40, Shock & Thermal Resistant Glass Diffuser, Quick Action Fastener, Accessories & Screws, Complete with Control Gear, Capacitor, Industrial Terminal Box, Pendant & Hook Mounting, ISO Thread 25 mm, Including 1xM25 Cable Gland and Accessories, Mounting Facilities, Grounding terminal and internal wiring. | U42 |  | High-Bay
2002 | LIGHTING | BD-40-10 | EPSH041I5FN000 | JUNCTION BOX | 3WAY | 3 | 4 | 0 | 4 | 0 | 3 Way Junction Box, Rectangular Type, Made Of Copper Free Aluminum Or Cast Iron, Corrosion Resistant Body, Completely With Terminals, Mounting Rails, End Plates, Marking Strips , Internal Plate With Cover, Surface Mounted, Weather Proof, IP55W, Outdoor Type, With Hole Sizes 3xM25 (1 No. On Each Side and 1 On The Bottom), With 3xM25 Cable Glands And Shrouds Suitable For 3x2.5 mm² Cu/PVC/PVC Cable, Minimum 8 Nos. Terminals Suitable For 4 mm² Cable And Cross Connection Poles, Internal Earth Stud and Fixing Bracket. | U42 |  | JB
2003 | LIGHTING | BD-40-10 | EPSH04QI5FN000 | JUNCTION BOX | 4WAY | 65 | 65 | 0 | 65 | 0 | 4 Way Junction Box, Rectangular Type, Made Of Copper Free Aluminum Or Cast Iron, Corrosion Resistant Body, Completely With Terminals, Mounting Rails, End Plates, Marking Strips ,Internal Plate With Cover, Surface Mounted, Weather Proof, IP55W, Outdoor Type, With Hole Sizes 4xM25 (1 No. On Each Side), With 2xM25 Cable Glands And Shrouds Suitable For 3x4 mm² Cu/PVC/PVC Cable & 2xM25 Cable Glands And Shrouds Suitable For 3x2.5 mm² Cu/PVC/PVC Cable, One Stopping Plug for Each Entry Size, Minimum 8 Nos. Terminals Suitable For 4 mm² Cable And Cross Connection Poles, Internal Earth Stud And Fixing Bracket. | U42 |  | JB
2004 | LIGHTING | BD-40-10 | EPSP066I5FN000810 | Start Push Button | 250V | 18 | 18 | 0 | 18 | 0 | Start Push Button, Outdoor Type (IP55W), 250 V, 10 A, 50 Hz, Surface Mounted, Entries Sizes ISO Thread 20 mm With 1xM25 Cable Gland And Shroud Suitable For 3x2.5 mm² Cu/PVC/PVC Cable. | U42 |  | Start
2005 | LIGHTING | BD-40-10 | EPSA063I5FN000111 | Switch | 1POLE | 5 | 5 | 0 | 5 | 0 | Switch Single Pole, 1 Way, 1 Gang, Surface Mounted, 50 Hz, 230 V AC, 1 Phase, 10 A, Weather Proof, IP55W, Outdoor Type, Entries Sizes ISO Thread 20 Mm With 1xM20 Cable Gland And Shroud Suitable For 3x2.5 mm² Cu/PVC/PVC Cable, With Internal Earthing Stud. | U42 |  | Switch
2006 | LIGHTING | BD-40-11 | ELLM10F04AAI5FN000 | FIXTURE | 1*250W | 3 | 4 | 0 | 4 | 0 | Hi-Bay Lighting Fixture, 250 W, 230 V, 50 Hz, Metal Halide (HIT) Lamp, Weather & Dust Proof, IP55W, Made of one Piece Die-Cast Aluminum Housing with Brightened & Anodized Aluminum Reflector, Porcelain Lamp holder E40, Shock & Thermal Resistant Glass Diffuser, Quick Action Fastener, Accessories & Screws, Complete with Control Gear, Capacitor, Industrial Terminal Box, Terminal Size 4 mm², Pendant & Hook Mounting, ISO Thread 25 mm, Including 1xM25 Cable Gland and Shroud Suitable for 3x2.5 mm² Cu/PVC/PVC Cable and One Stopping Plug, Mounting Facilities, Grounding terminal and internal wiring. | U42 |  | High-Bay
2007 | LIGHTING | BD-40-11 | ELLD02L06AAI5FN000 | FIXTURE | 2*36W | 24 | 24 | 0 | 24 | 0 | Fluorescent Lighting Fixture, with 2x36 W Bi-Pins Lamps, Weather Proof Type, IP55W, Metallic and Corrosion Resistant Enclosure, Outdoor Type, with Anodized Reflector and Transparent Diffuser/Bowl, Impact Resistant Polycarbonate or Equivalent Material, Wall Mounting, 230 V, 50 Hz, Electronic Ballast, High Power Factor>= 0.9, Through Wiring Double Ended (One Entry on Each Side) As Per IEC 60598-1 Figure 20-b, and 2.5 mm² Internal Wiring, Terminal Size 4 mm², Entries Sizes Iso Thread 25mm with 2xM25 Cable Gland and Shroud Suitable for 3x4 mm² Cu/PVC/PVC Cable and One Stopping Plug, Related Fixing Accessories on Wall. | U42 | M2 | Fluorescent
2008 | LIGHTING | BD-40-11 | ELLD02K13AAI5FN000 | FIXTURE | 2*18W | 8 | 13 | 0 | 13 | 0 | Fluorescent Lighting Fixture, with 2x18 W Bi-Pin white color Lamps, 230 V AC, 50 Hz,1Ph+N+PE, Weather Proof Type, IP55W, Metallic and Corrosion Resistant Enclosure type with anodized Reflector and Transparent Bowl, impact resistant Polycarbonate or equivalent material, with Diffuser, Pole Mounted, Complete with Electronic Ballast, High Power Factor>= 0.9, Through Wiring as per IEC 60598-1, Figure 20-b, Terminal Size 4 mm², 2 Side Entries (one Entry Each Side), Earthing terminal and internal wiring, Suitable for Conduit/Cable Gland ISO Thread 20 mm with 1xM20 Cable Glands With Shrouds Suitable For 3x2.5 mm² Cu/XLPE/SWA/PVC Cable and one Stop Plug, Stainless Steel Pipe Clamps, Bolts, Nuts and Washers Suitable for fixing on 1½" diameter Pole/Stanchion. | U42 |  | Fluorescent
2009 | LIGHTING | BD-40-11 | ELLF10F12AAI5FN000 | FIXTURE | 1*250W | 2 | 3 | 0 | 3 | 0 | Floodlight Fixture, 250 W, 230 V, 50 Hz, Metal Halide (HIT) Lamp, Weather & Dust Proof, IP55W, Wide Beam, Cast Aluminum Housing with Internal Adjustable Mirror Reflector of Anodized Aluminum, Porcelain Lamp holder E40, Shock and Thermal Resistant Diffuser Glass Front Cover, Complete with Control Gear, Capacitor, Robust Non-Corroding, Swiveling and Tilting Galvanized Steel Cradle and Bracket for Concrete Wall/Steel Structure Mounting, Industrial Terminal Box, Terminal Size 4 mm² & Suitable 1xM20 Cable Gland for 3x2.5 mm² Cu/XLPE/SWA/PVC Cable, Grounding terminal and internal wiring, Mounting Facilities. | U42 |  | FLOODLIGHT
2010 | LIGHTING | BD-40-11 | EPSH04QI5FN000 | JUNCTION BOX | 4WAY | 13 | 13 | 0 | 13 | 0 | 4 Way Junction Box, Small Pattern, Rectangular Type, Made of Copper Free Aluminum or Cast Iron, Corrosion Resistant Body, Completely with Terminals, Mounting Rails, End Plates, Marking Strips, Internal Plate with Cover, Surface Mounted, Weather Proof, IP55W, Outdoor Type, with Hole Sizes 4xM25 (1 No. on Each Side), with 4xM25 Cable Glands and Shrouds Suitable for 3x4 mm² Cu/PVC/PVC Cable, One Stopping Plug, Minimum 10 Nos. Terminals Suitable for 4mm² Cable and Cross Connection Poles, Internal Earth Stud and Related Fixing Accessories. | U42 |  | JB
2011 | LIGHTING | BD-40-11 | EPSH041I5FN000 | JUNCTION BOX | 3WAY | 3 | 3 | 0 | 3 | 0 | 3 Way Junction Box Small Pattern, Rectangular Type, Made of Copper Free Aluminum or Cast Iron, Corrosion Resistant Body, Completely with Terminals, Mounting Rails, End Plates, Marking Strips, Internal Plate with Cover, Surface Mounted, Weather Proof, IP55W, Outdoor Type, with Hole Sizes 3xM25 (1 No. on Each Side and 1 on the Bottom), with 3xM25 Cable Glands and Shrouds Suitable for 3x4 mm² Cu/PVC/PVC Cable, One Stopping Plug, Minimum 8 Nos. Terminals Suitable for 4 mm² Cable and Cross Connection Poles, Internal Earth Stud and Related Fixing Accessories. | U42 |  | JB
2012 | LIGHTING | BD-40-11 | EPSH041I5FN000 | JUNCTION BOX | 3WAY | 11 | 11 | 0 | 11 | 0 | 3 Way Junction Box, Small Pattern, Circular Type, Weather proof, IP55W, Outdoor Type, Surface Mounted, made of copper free Aluminum or cast iron, Corrosion Resistant Body, completely with terminals, mounting rails, end plates, marking strips, internal Plate with Cover, Outdoor Type, with Hole Sizes 1xM25+2xM20 (1 No. On Each Side), 2xM20 Cable Glands and Shrouds Suitable For 3x6 mm² Cu/XLPE/SWA/PVC Cable and 1xM20 Cable Glands and Shrouds Suitable For 3x2.5 mm² Cu/XLPE/SWA/PVC Cable and with one Stop Plug, Minimum 8 Nos. Terminals Suitable for 6 mm² Cable and Cross Connection Poles, Internal Earth Stud including all fixing material. | U42 |  | JB
2013 | LIGHTING | BD-40-11 | EPSH041I5FN000 | JUNCTION BOX | 3WAY | 4 | 4 | 0 | 4 | 0 | 3 Way Junction Box, Small Pattern, Circular Type, Weather proof, IP55W, Outdoor Type, Surface Mounted, made of copper free Aluminum or cast iron, Corrosion Resistant Body, completely with terminals, mounting rails, end plates, marking strips, internal Plate with Cover, Outdoor Type, with Hole Sizes 2xM25+1xM20 (1 No. On Each Side), With 1xM25 Cable Glands and Shrouds Suitable For 3x6 mm² Cu/XLPE/LSH/SWA/PVC Cable, 1xM20 Cable Glands and Shrouds Suitable For 3x6 mm² Cu/XLPE/SWA/PVC Cable and 1xM25 Cable Glands and Shrouds Suitable For 3x2.5 mm² Cu/XLPE/SWA/PVC Cable and with one Stop Plug, Minimum 8 Nos. Terminals Suitable for 6 mm² Cable and Cross Connection Poles, Internal Earth Stud including all fixing material. | U42 |  | JB
2014 | LIGHTING | BD-40-12 | ELLM10F04AAI5FN000 | FIXTURE | 1*250W | 12 | 12 | 0 | 12 | 0 | Hi-Bay Lighting Fixture, 250 W, 230 V, 50 Hz, Metal Halide (HIT) Lamp, Weather & Dust Proof, IP55W, Made of one Piece Die-Cast Aluminum Housing with Brightened & Anodized Aluminum Reflector, Porcelain Lamp holder E40, Shock & Thermal Resistant Glass Diffuser, Quick Action Fastener, Accessories & Screws, Complete with Control Gear, Capacitor, Industrial Terminal Box, Terminal Size 4 mm², Pendant & Hook Mounting, ISO Thread 25 mm, Including 1xM25 Cable Gland and Shroud Suitable for 3x2.5 mm² Cu/PVC/PVC Cable and One M25 Stop Plug & Accessories, Mounting Facilities, Grounding terminal and internal wiring. | U42 |  | High-Bay
2015 | LIGHTING | BD-40-12 | ELLD02L06AAI5FN000 | FIXTURE | 2*36W | 2 | 2 | 0 | 2 | 0 | Fluorescent Lighting Fixture, with 2x36 W Bi-Pins Lamps, Weather Proof Type, IP55W, Metallic and Corrosion Resistant Enclosure, Outdoor Type, with Anodized Reflector and Transparent Diffuser/Bowl, Impact Resistant Polycarbonate or Equivalent Material, Wall Mounting, 230 V, 50 Hz, Electronic Ballast, High Power Factor>= 0.9, Through Wiring Double Ended (One Entry on Each Side) As Per IEC 60598-1 Figure 20-b, and 2.5 mm² Internal Wiring, Terminal Size 4 mm², Entries Sizes Iso Thread 25mm with 2xM25 Cable Gland and Shroud Suitable for 3x4 mm² Cu/PVC/PVC Cable and One Stopping Plug, Related Fixing Accessories on Wall. | U42 | M2 | Fluorescent
2016 | LIGHTING | BD-40-12 | ELLD02K13AAI5FN000 | FIXTURE | 2*18W | 11 | 11 | 0 | 11 | 0 | Fluorescent Lighting Fixture, with 2x18 W Bi-Pin white color Lamps, 230 V AC, 50 Hz,1Ph+N+PE, Weather Proof Type, IP55W, Metallic and Corrosion Resistant Enclosure type with anodized Reflector and Transparent Bowl, impact resistant Polycarbonate or equivalent material, with Diffuser, Pole Mounted, Complete with Electronic Ballast, High Power Factor>= 0.9, Through Wiring as per IEC 60598-1, Figure 20-b, Terminal Size 4 mm², 2 Side Entries (one Entry Each Side), Earthing terminal and internal wiring, Suitable for Conduit/Cable Gland ISO Thread 25 mm with 1xM25 Cable Glands With Shrouds Suitable For 3x2.5 mm² Cu/PVC/PVC Cable and one Stop Plug, Stainless Steel Pipe Clamps, Bolts, Nuts and Washers Suitable for fixing on 1½" diameter Pole/Stanchion. | U42 |  | Fluorescent
2017 | LIGHTING | BD-40-12 | ELLF10F12AAI5FN000 | FIXTURE | 1*250W | 3 | 3 | 1 | 2 | 0 | Floodlight Fixture, 250 W, 230 V, 50 Hz, Metal Halide (HIT) Lamp, Weather & Dust Proof, IP55W, Wide Beam, Cast Aluminum Housing with Internal Adjustable Mirror Reflector of Anodized Aluminum, Porcelain Lamp holder E40, Shock and Thermal Resistant Diffuser Glass Front Cover, Complete with Control Gear, Capacitor, Robust Non-Corroding, Swiveling and Tilting Galvanized Steel Cradle and Bracket for Concrete Wall/Steel Structure Mounting, Industrial Terminal Box, Terminal Size 4 mm² & Suitable 1xM25 Cable Gland for 3x2.5 mm² Cu/PVC/PVC Cable, Grounding terminal and internal wiring, Mounting Facilities. | U42 |  | FLOODLIGHT
2018 | LIGHTING | BD-40-12 | EPSH04QI5FN000 | JUNCTION BOX | 4WAY | 13 | 13 | 0 | 13 | 0 | 4 Way Junction Box, Small Pattern, Rectangular Type, Made of Copper Free Aluminum or Cast Iron, Corrosion Resistant Body, Completely with Terminals, Mounting Rails, End Plates, Marking Strips, Internal Plate with Cover, Surface Mounted, Weather Proof, IP55W, Outdoor Type, with Hole Sizes 4xM25 (1 No. on Each Side), with 4xM25 Cable Glands and Shrouds Suitable for 3x4 mm² Cu/PVC/PVC Cable, One Stopping Plug, Minimum 10 Nos. Terminals Suitable for 4mm² Cable and Cross Connection Poles, Internal Earth Stud and Related Fixing Accessories. | U42 |  | JB
2019 | LIGHTING | BD-40-12 | EPSH041I5FN000 | JUNCTION BOX | 3WAY | 16 | 16 | 0 | 16 | 0 | 3 Way Junction Box Small Pattern, Rectangular Type, Made of Copper Free Aluminum or Cast Iron, Corrosion Resistant Body, Completely with Terminals, Mounting Rails, End Plates, Marking Strips, Internal Plate with Cover, Surface Mounted, Weather Proof, IP55W, Outdoor Type, with Hole Sizes 3xM25 (1 No. on Each Side and 1 on the Bottom), with 3xM25 Cable Glands and Shrouds Suitable for 3x4 mm² Cu/PVC/PVC Cable, One Stopping Plug, Minimum 8 Nos. Terminals Suitable for 4 mm² Cable and Cross Connection Poles, Internal Earth Stud and Related Fixing Accessories. | U42 |  | JB
2020 | LIGHTING | CR-40-01 | ELLC02L06BAH4BN000 | FIXTURE | 2*36W | 17 | 17 | 16 | 1 | 0 | Fluorescent Lighting Fixture, with 2x36 W Bi-Pins Lamps, Indoor Type, IP41, Metallic and Corrosion Resistant Enclosure, with Anodized Reflector and Transparent Diffuser/Bowl, Impact Resistant Polycarbonate or Equivalent Material, Wall Mounting, 230 V, 50 Hz, Electronic Ballast, High Power Factor>= 0.9, Through Wiring Double Ended (One Entry on Each Side) As Per IEC 60598-1 Figure 20-b, and 2.5 mm² Internal Wiring , Terminal Size 4 mm², Entries Sizes ISO Thread 25 mm with 2xM25 Cable Glands with Shrouds Suitable for 3x4 mm² Cu/PVC/PVC Cable and One Stopping Plug with Related Fixing Accessories on Wall. |  |  | Fluorescent
2021 | LIGHTING | CR-40-01 | ELLE02L06BAH4BN000 | FIXTURE | 2*36W | 4 | 4 | 4 | 0 | 0 | Fluorescent Lighting Fixture, with 2x36 W Bi-Pins Lamps, Indoor Type, IP41, Metallic and Corrosion Resistant Enclosure, with Anodized Reflector and Transparent Diffuser, Impact Resistant Polycarbonate or Equivalent Material, Wall Mounting, 230 V, 50 Hz, Electronic Ballast, Capacitor, High Power Factor>= 0.9, Through Wiring Double Ended (One Entry on Each Side) As Per IEC 60598-1 Figure 20-b, and 2.5 mm² Internal Wiring , Terminal Size 4 mm², Entries Sizes ISO Thread 25 mm with 2xM25 Cable Glands with Shrouds Suitable for 3x4 mm² Cu/PVC/PVC Cable and One Stopping Plug with Related Fixing Accessories on Wall, with Battery, Battery Charger with 30 Min Back-Up Time. |  |  | Fluorescent
2022 | LIGHTING | CR-40-01 | ELLE02L04BAH4BN000 | FIXTURE | 2*36W | 2 | 2 | 2 | 0 | 0 | Fluorescent Lighting Fixture, with 2x36 W Bi-Pins Lamps, Indoor Type, IP41, Metallic and Corrosion Resistant Enclosure, with Anodized Reflector and Transparent Diffuser, Impact Resistant Polycarbonate or Equivalent Material, Pendant Mounting, 230 V, 50 Hz, Electronic Ballast, Capacitor, High Power Factor>= 0.9, Through Wiring Double Ended (One Entry on Each Side) As Per IEC 60598-1 Figure 20-b, and 2.5 mm² Internal Wiring , Terminal Size 4 mm², Entries Sizes ISO Thread 25 mm with 2xM25 Cable Glands with Shrouds Suitable for 3x4 mm² Cu/PVC/PVC Cable and One Stopping Plug with Related Fixing Accessories for Pendant Mounting (1.5m From Ceiling), with Battery, Battery Charger with 30 Min Back-Up Time. |  |  | Fluorescent
2023 | LIGHTING | CR-40-01 | ELLD02L05AAI5FN000 | FIXTURE | 2*36W | 1 | 1 | 0 | 1 | 0 | Fluorescent Lighting Fixture, with 2x36 W Bi-Pins Lamps, Weather Proof Type, IP55W, Metallic and Corrosion Resistant Enclosure, Outdoor Type, with Anodized Reflector and Transparent Diffuser/Bowl, Impact Resistant Polycarbonate or Equivalent Material, Ceiling Mounting, 230 V, 50 Hz, Electronic Ballast, High Power Factor>= 0.9, Through Wiring Double Ended (One Entry on Each Side) As Per IEC 60598-1 Figure 20-b, and 2.5 mm² Internal Wiring , Terminal Size 4 mm², Entries Sizes ISO Thread 25 mm with 2xM25 Cable Glands with Shrouds Suitable for 3x4 mm² Cu/PVC/PVC Cable and One Stopping Plug with Related Fixing Accessories on Surface. |  |  | Fluorescent
2024 | LIGHTING | CR-40-01 | ELLD02L06AAI5FN000 | FIXTURE | 2*36W | 15 | 15 | 14 | 1 | 0 | Fluorescent Lighting Fixture, with 2x36 W Bi-Pins Lamps, Weather Proof Type, IP55W, Metallic and Corrosion Resistant Enclosure, Outdoor Type, with Anodized Reflector and Transparent Diffuser/Bowl, Impact Resistant Polycarbonate or Equivalent Material, Wall Mounting, 230 V, 50 Hz, Electronic Ballast, High Power Factor>= 0.9, Through Wiring Double Ended (One Entry on Each Side) As Per IEC 60598-1 Figure 20-b, and 2.5 mm² Internal Wiring, Terminal Size 4 mm², Entries Sizes Iso Thread 25mm with 2xM25 Cable Gland and Shroud Suitable for 3x4 mm² Cu/PVC/PVC Cable and One Stopping Plug, Related Fixing Accessories on Wall. |  | M2 | Fluorescent
2025 | LIGHTING | CR-40-01 | ELLE02O06BAH4BN000 | FIXTURE | 2*12W | 6 | 0 | 0 | 0 | 6 | Fluorescent Lighting Fixture, with 2x12 W Bi-Pin Lamps, 230 V AC, 50 HZ, with Electronic Ballast, Wall Mounted, IP41, Metallic Body, with Diffuser, with Exit Sign, Entries Sizes ISO Thread 25 mm with 2xM25 Cable Glands with Shrouds Suitable for 3x4 mm² Cu/PVC/PVC Cable with 1 Stopping Plug, Through Wiring Double Ended (One Entry on Each Side) As Per IEC 60598-1 Figure 20-b, and 2.5 mm² Internal Wiring, Terminal Size 4 mm², Mounting Accessories on Wall, with Battery, Battery Charger with 30 Min Back-Up Time. |  |  | Fluorescent
2026 | LIGHTING | CR-40-01 | ELLC03I01BAH4BN000 | FIXTURE | 1*18W | 16 | 16 | 16 | 0 | 0 | Fluorescent Lighting Fixture (compact fluorescent lamp), with 1x18 W lamp, Indoor Type, IP41, Metallic Body, Flush Mounting, with Diffuser, Terminal Size 4 mm², Entries Sizes ISO Thread 25 mm with 2xM25 Cable Gland and Shroud Suitable for 3x4 mm² Cu/PVC/PVC Cable and One Stopping Plug, Through Wiring Double Ended, Related Fixing Accessories Suitable for Installation on False Celling. |  |  | Fluorescent
2027 | LIGHTING | CR-40-01 | ELLD03I01AAI5FN000 | FIXTURE | 1*18W | 3 | 3 | 0 | 3 | 0 | Fluorescent Lighting Fixture (compact fluorescent lamp), with 1x18 W lamp, Outdoor Type, Weather Proof Type, IP55W, Metallic Body, Flush Mounting, with Diffuser, Terminal Size 4 mm², Entries Sizes ISO Thread 25 mm with 2xM25 Cable Gland and Shroud Suitable for 3x4 mm² Cu/PVC/PVC Cable and One Stopping Plug, Through Wiring Double Ended, Related Fixing Accessories Suitable for Installation on False Celling. |  |  | Fluorescent
2028 | LIGHTING | CR-40-01 | ELLC02N01BAH0AN000 | FIXTURE | 4*18W | 152 | 148 | 141 | 7 | 4 | Fluorescent Lighting Fixture, with 4x18 W Bi-Pins Lamps, Metallic and Corrosion Resistant Enclosure, Indoor Type, with Anodized Reflector, with Diffuser, Prismatic type, Impact Resistant Polycarbonate or Equivalent Material, Flush Mounting, 230 V, 50 Hz, Electronic Ballast, High Power Factor>= 0.9, Through Wiring Double Ended (One Entry on Each Side) As Per IEC 60598-1 Figure 20-b, and 2.5 mm² Internal Wiring , Terminal Size 4 mm², Entries Sizes ISO Thread 25 mm with 2xM25 Cable Gland and Shroud Suitable for 3x4 mm² Cu/PVC/PVC Cable and One Stopping Plug , Bolts, Nuts and Washers Suitable for installation on false celling(Tile). |  | Related to site shortage | Fluorescent
2029 | LIGHTING | CR-40-01 | ELLE02N01BAH0AN000 | FIXTURE | 4*18W | 65 | 62 | 61 | 1 | 3 | Fluorescent Lighting Fixture, with 4x18 W Bi-Pins Lamps, Metallic and Corrosion Resistant Enclosure, Indoor Type, with Anodized Reflector, with Diffuser, Prismatic type, Impact Resistant Polycarbonate or Equivalent Material, Flush Mounting, 230 V, 50 Hz, Electronic Ballast, High Power Factor>= 0.9, Through Wiring Double Ended (One Entry on Each Side) As Per IEC 60598-1 Figure 20-b, and 2.5 mm² Internal Wiring , Terminal Size 4 mm², Entries Sizes ISO Thread 25 mm with 2xM25 Cable Gland and Shroud Suitable for 3x4 mm² Cu/PVC/PVC Cable and One Stopping Plug , Bolts, Nuts and Washers Suitable for installation on false celling(Tile), with Battery, Battery Charger with 30 Min Back-Up Time. |  | Related to site shortage | Fluorescent
2030 | LIGHTING | CR-40-01 | ELLE02N05BAH0AN000 | FIXTURE | 4*18W | 1 | 0 | 0 | 0 | 1 | Fluorescent Lighting Fixture, with 4x18 W Bi-Pins Lamps, Indoor Type, Metallic and Corrosion Resistant Enclosure, with Anodized Reflector, with Diffuser, Prismatic type, Impact Resistant Polycarbonate or Equivalent Material, Surface Mounting, 230 V, 50 Hz, Electronic Ballast, Capacitor, High Power Factor>= 0.9, Through Wiring Double Ended (One Entry on Each Side) As Per IEC 60598-1 Figure 20-b, and 2.5 mm² Internal Wiring , Terminal Size 4 mm², Entries Sizes ISO Thread 25 mm with 2xM25 Cable Gland and Shroud Suitable for 3x4 mm² Cu/PVC/PVC Cable and One Stopping Plug , Related Fixing Accessories on Ceiling, with Battery, Battery Charger with 30 Min Back-Up Time. |  |  | Fluorescent
2031 | LIGHTING | CR-40-01 | EPSH041I5FN000 | JUNCTION BOX | 3WAY | 15 | 15 | 11 | 4 | 0 | 3 Way Junction Box Small Pattern, Rectangular Type, Made of Copper Free Aluminum or Cast Iron, Corrosion Resistant Body, Completely with Terminals, Mounting Rails, End Plates, Marking Strips, Internal Plate with Cover, Surface Mounted, Weather Proof, IP55W, Outdoor Type, with Hole Sizes 3xM25 (1 No. on Each Side and 1 on the Bottom), with 3xM25 Cable Glands and Shrouds Suitable for 3x4 mm² Cu/PVC/PVC Cable, One Stopping Plug, Minimum 8 Nos. Terminals Suitable for 4 mm² Cable and Cross Connection Poles, Internal Earth Stud and Related Fixing Accessories. |  |  | JB
2032 | LIGHTING | CR-40-01 | EPSH041H4BN000 | JUNCTION BOX | 3WAY | 24 | 24 | 22 | 2 | 0 | 3 Way Junction Box Small Pattern, Rectangular Type, Made of Copper Free Aluminum or Cast Iron, Corrosion Resistant Body, Completely with Terminals, Mounting Rails, End Plates, Marking Strips, Internal Plate with Cover, Surface Mounted, IP41, Indoor Type, with Hole Sizes 3xM25 (1 No. on Each Side and 1 on the Bottom), with 3xM25 Cable Glands and Shrouds Suitable for 3x4(2.5) mm² Cu/PVC/PVC Cable, One Stopping Plug, Minimum 8 Nos. Terminals Suitable for 4 mm² Cable and Cross Connection Poles, Internal Earth Stud and Related Fixing Accessories. |  |  | JB
2033 | LIGHTING | CR-40-01 | EPSH04QH4BN000 | JUNCTION BOX | 4WAY | 46 | 46 | 42 | 4 | 0 | 4 Way Junction Box, Small Pattern, Rectangular Type, Made of Copper Free Aluminum or Cast Iron, Corrosion Resistant Body, Completely with Terminals, Mounting Rails, End Plates, Marking Strips, Internal Plate with Cover, Surface Mounted, IP41, Indoor Type, with Hole Sizes 4xM25 (1 No. on Each Side), with 4xM25 Cable Glands and Shrouds Suitable for 3x4 mm² Cu/PVC/PVC Cable, One Stopping Plug, Minimum 10 Nos. Terminals Suitable for 4 mm² Cable and Cross Connection Poles, Internal Earth Stud and Related Fixing Accessories. |  |  | JB
2034 | LIGHTING | CR-40-01 | EPSP066H4BN000810 | Start Push Button | 250V | 25 | 25 | 22 | 3 | 0 | Start Push Button, Indoor Type, IP41, 250 V, 10 A, 50 Hz, Surface Mounted, Entries Sizes ISO Thread 25 mm with 1xM25 Cable Gland and Shroud Suitable for 3x2.5 mm² Cu/PVC/PVC Cable. |  |  | Start
2035 | LIGHTING | CR-40-01 | EPSA063H4BN000111 | Switch | 1POLE | 45 | 45 | 42 | 3 | 0 | Switch Single Pole, 1 Way, 1 Gang, Surface Mounted, 50 Hz, 230 V AC, 1 Phase, 10 A, IP41, Indoor Type, Entries Sizes ISO Thread 25 mm with 1x M25 Cable Gland and Shroud Suitable for 3x4 mm² Cu/PVC/PVC Cable, with Internal Earthing Stud. |  |  | Switch
2036 | LIGHTING | CR-40-01 | EPSA063H4BN000211 | Switch | 1POLE | 9 | 9 | 8 | 1 | 0 | Switch Single Pole, 2 Way, 1 Gang, Surface Mounted, 50 Hz, 230 V AC, 1 Phase, 10 A, IP41, Indoor Type, Entries Sizes ISO Thread 25 mm with 1xM25 Cable Gland and Shroud Suitable for 3x4 mm² Cu/PVC/PVC Cable, with Internal Earthing Stud. |  | کلید تبدیل | Switch
2037 | LIGHTING | CR-40-02 | ELLC02L06BAH4BN000 | FIXTURE | 2*36W | 16 | 16 | 15 | 1 | 0 | Fluorescent Lighting Fixture, with 2x36 W Bi-Pins Lamps, Indoor Type, IP41, Metallic and Corrosion Resistant Enclosure, with Anodized Reflector and Transparent Diffuser/Bowl, Impact Resistant Polycarbonate or Equivalent Material, Wall Mounting, 230 V, 50 Hz, Electronic Ballast, High Power Factor>= 0.9, Through Wiring Double Ended (One Entry on Each Side) As Per IEC 60598-1 Figure 20-b, and 2.5 mm² Internal Wiring , Terminal Size 4 mm², Entries Sizes ISO Thread 25 mm with 2xM25 Cable Glands with Shrouds Suitable for 3x4 mm² Cu/PVC/PVC Cable and One Stopping Plug with Related Fixing Accessories on Wall. |  |  | Fluorescent
2038 | LIGHTING | CR-40-02 | ELLE02L06BAH4BN000 | FIXTURE | 2*36W | 5 | 5 | 5 | 0 | 0 | Fluorescent Lighting Fixture, with 2x36 W Bi-Pins Lamps, Indoor Type, IP41, Metallic and Corrosion Resistant Enclosure, with Anodized Reflector and Transparent Diffuser, Impact Resistant Polycarbonate or Equivalent Material, Wall Mounting, 230 V, 50 Hz, Electronic Ballast, Capacitor, High Power Factor>= 0.9, Through Wiring Double Ended (One Entry on Each Side) As Per IEC 60598-1 Figure 20-b, and 2.5 mm² Internal Wiring , Terminal Size 4 mm², Entries Sizes ISO Thread 25 mm with 2xM25 Cable Glands with Shrouds Suitable for 3x4 mm² Cu/PVC/PVC Cable and One Stopping Plug with Related Fixing Accessories on Wall, with Battery, Battery Charger with 30 Min Back-Up Time. |  |  | Fluorescent
2039 | LIGHTING | CR-40-02 | ELLD02L06AAI5FN000 | FIXTURE | 2*36W | 19 | 19 | 19 | 0 | 0 | Fluorescent Lighting Fixture, with 2x36 W Bi-Pins Lamps, Weather Proof Type, IP55W, Metallic and Corrosion Resistant Enclosure, Outdoor Type, with Anodized Reflector and Transparent Diffuser/Bowl, Impact Resistant Polycarbonate or Equivalent Material, Wall Mounting, 230 V, 50 Hz, Electronic Ballast, High Power Factor>= 0.9, Through Wiring Double Ended (One Entry on Each Side) As Per IEC 60598-1 Figure 20-b, and 2.5 mm² Internal Wiring, Terminal Size 4 mm², Entries Sizes Iso Thread 25mm with 2xM25 Cable Gland and Shroud Suitable for 3x4 mm² Cu/PVC/PVC Cable and One Stopping Plug, Related Fixing Accessories on Wall. |  | M2 | Fluorescent
2040 | LIGHTING | CR-40-02 | ELLD02L06BAA6FN3T3 | FIXTURE | 2*36W | 8 | 8 | 8 | 0 | 0 | Fluorescent Lighting Fixture, with 2x36 W Bi-Pins Lamps, Explosion Proof Exd IIC T3, IP65, Metallic and Corrosion Resistant Enclosure, Indoor Type, with Anodized Reflector and Transparent Diffuser/Bowl, Impact Resistant Polycarbonate or Equivalent Material, Wall Mounting, 230 V, 50 Hz, Electronic Ballast, High Power Factor>= 0.9, Through Wiring Double Ended (One Entry on Each Side) As Per IEC 60598-1 Figure 20-b, and 2.5 mm² Internal Wiring, Terminal Size 4 mm², Entries Sizes Iso Thread 25 mm with 2xM25 Cable Gland and Shroud Suitable for 3x4 mm² Cu/PVC/PVC Cable and One Stopping Plug, Related Fixing Accessories on Wall. |  |  | Fluorescent
2041 | LIGHTING | CR-40-02 | ELLJ02L06BAA6FN3T3 | FIXTURE | 2*36W | 3 | 3 | 3 | 0 | 0 | Fluorescent Lighting Fixture, with 2x36 W Bi-Pins Lamps, Explosion Proof Exd IIC T3, IP65, Metallic and Corrosion Resistant Enclosure, Indoor Type, with Anodized Reflector and Diffuser/Bowl, Impact Resistant Polycarbonate or Equivalent Material, Wall Mounting, 230 V, 50 Hz, Electronic Ballast, Capacitor, High Power Factor>= 0.9, Through Wiring Double Ended (One Entry on Each Side) As Per IEC 60598-1 Figure 20-b, and 2.5 mm² Internal Wiring, Terminal Size4 mm², Entries Sizes Iso Thread 25 mm with 1xM25 Cable Gland and Shroud Suitable for 3x4 mm² Cu/PVC/PVC Cable and One Stopping Plug, with Battery, Battery Charger with 30 Min Back-Up Time, Related Fixing Accessories on Wall. |  |  | Fluorescent
2042 | LIGHTING | CR-40-02 | ELLD02L05AAI5FN000 | FIXTURE | 2*36W | 1 | 1 | 0 | 1 | 0 | Fluorescent Lighting Fixture, with 2x36 W Bi-Pins Lamps, Weather Proof Type, IP55W, Metallic and Corrosion Resistant Enclosure, Outdoor Type, with Anodized Reflector and Transparent Diffuser/Bowl, Impact Resistant Polycarbonate or Equivalent Material, Ceiling Mounting, 230 V, 50 Hz, Electronic Ballast, High Power Factor>= 0.9, Through Wiring Double Ended (One Entry on Each Side) As Per IEC 60598-1 Figure 20-b, and 2.5 mm² Internal Wiring , Terminal Size 4 mm², Entries Sizes ISO Thread 25 mm with 2xM25 Cable Glands with Shrouds Suitable for 3x4 mm² Cu/PVC/PVC Cable and One Stopping Plug with Related Fixing Accessories on Surface. |  |  | Fluorescent
2043 | LIGHTING | CR-40-02 | ELLE02L04BAH4BN000 | FIXTURE | 2*36W | 2 | 2 | 2 | 0 | 0 | Fluorescent Lighting Fixture, with 2x36 W Bi-Pins Lamps, Indoor Type, IP41, Metallic and Corrosion Resistant Enclosure, with Anodized Reflector and Transparent Diffuser, Impact Resistant Polycarbonate or Equivalent Material, Pendant Mounting, 230 V, 50 Hz, Electronic Ballast, Capacitor, High Power Factor>= 0.9, Through Wiring Double Ended (One Entry on Each Side) As Per IEC 60598-1 Figure 20-b, and 2.5 mm² Internal Wiring , Terminal Size 4 mm², Entries Sizes ISO Thread 25 mm with 2xM25 Cable Glands with Shrouds Suitable for 3x4 mm² Cu/PVC/PVC Cable and One Stopping Plug with Related Fixing Accessories for Pendant Mounting (1.5m From Ceiling), with Battery, Battery Charger with 30 Min Back-Up Time. |  |  | Fluorescent
2044 | LIGHTING | CR-40-02 | ELLE02O06BAH4BN000 | FIXTURE | 2*12W | 6 | 0 | 0 | 0 | 6 | Fluorescent Lighting Fixture, with 2x12 W Bi-Pin Lamps, 230 V AC, 50 HZ, with Electronic Ballast, Wall Mounted, IP41, Metallic Body, with Diffuser, with Exit Sign, Entries Sizes ISO Thread 25 mm with 2xM25 Cable Glands with Shrouds Suitable for 3x4 mm² Cu/PVC/PVC Cable with 1 Stopping Plug, Through Wiring Double Ended (One Entry on Each Side) As Per IEC 60598-1 Figure 20-b, and 2.5 mm² Internal Wiring, Terminal Size 4 mm², Mounting Accessories on Wall, with Battery, Battery Charger with 30 Min Back-Up Time. |  |  | Fluorescent
2045 | LIGHTING | CR-40-02 | ELLE02O06BAA6FN3T3 | FIXTURE | 2*12W | 1 | 1 | 0 | 1 | 0 | Fluorescent Lighting Fixture, with 2x12 W Bi-Pin Lamps, 230 V AC, 50 HZ, with Electronic Ballast, Surface Mounted, Explosion Proof Exd IIC T3, IP65, Metallic Body, with Diffuser, with Exit Sign, Entries Sizes ISO Thread 25 mm with 2xM25 Cable Gland and Shroud Suitable for 3x4 mm² Cu/PVC/PVC Cable and One Stopping Plug, Through Wiring Double Ended (One Entry on Each Side) As Per IEC 60598-1 Figure 20-b, and 2.5 mm² Internal Wiring, Terminal Size 4 mm², Mounting Accessories on Wall, with Battery, Battery Charger with 30 Min Back-Up Time. |  |  | Fluorescent
2046 | LIGHTING | CR-40-02 | ELLC03I01BAH4BN000 | FIXTURE | 1*18W | 15 | 15 | 15 | 0 | 0 | Fluorescent Lighting Fixture (compact fluorescent lamp), with 1x18 W lamp, Indoor Type, IP41, Metallic Body, Flush Mounting, with Diffuser, Terminal Size 4 mm², Entries Sizes ISO Thread 25 mm with 2xM25 Cable Gland and Shroud Suitable for 3x4 mm² Cu/PVC/PVC Cable and One Stopping Plug, Through Wiring Double Ended, Related Fixing Accessories Suitable for Installation on False Celling. |  |  | Fluorescent
2047 | LIGHTING | CR-40-02 | ELLD03I01AAI5FN000 | FIXTURE | 1*18W | 3 | 3 | 2 | 1 | 0 | Fluorescent Lighting Fixture (compact fluorescent lamp), with 1x18 W lamp, Outdoor Type, Weather Proof Type, IP55W, Metallic Body, Flush Mounting, with Diffuser, Terminal Size 4 mm², Entries Sizes ISO Thread 25 mm with 2xM25 Cable Gland and Shroud Suitable for 3x4 mm² Cu/PVC/PVC Cable and One Stopping Plug, Through Wiring Double Ended, Related Fixing Accessories Suitable for Installation on False Celling. |  |  | Fluorescent
2048 | LIGHTING | CR-40-02 | ELLC02N01BAH0AN000 | FIXTURE | 4*18W | 139 | 133 | 129 | 4 | 6 | Fluorescent Lighting Fixture, with 4x18 W Bi-Pins Lamps, Metallic and Corrosion Resistant Enclosure, Indoor Type, with Anodized Reflector, with Diffuser, Prismatic type, Impact Resistant Polycarbonate or Equivalent Material, Flush Mounting, 230 V, 50 Hz, Electronic Ballast, High Power Factor>= 0.9, Through Wiring Double Ended (One Entry on Each Side) As Per IEC 60598-1 Figure 20-b, and 2.5 mm² Internal Wiring , Terminal Size 4 mm², Entries Sizes ISO Thread 25 mm with 2xM25 Cable Gland and Shroud Suitable for 3x4 mm² Cu/PVC/PVC Cable and One Stopping Plug , Bolts, Nuts and Washers Suitable for installation on false celling(Tile). |  | Related to site shortage | Fluorescent
2049 | LIGHTING | CR-40-02 | ELLE02N01BAH0AN000 | FIXTURE | 4*18W | 47 | 44 | 44 | 0 | 3 | Fluorescent Lighting Fixture, with 4x18 W Bi-Pins Lamps, Metallic and Corrosion Resistant Enclosure, Indoor Type, with Anodized Reflector, with Diffuser, Prismatic type, Impact Resistant Polycarbonate or Equivalent Material, Flush Mounting, 230 V, 50 Hz, Electronic Ballast, High Power Factor>= 0.9, Through Wiring Double Ended (One Entry on Each Side) As Per IEC 60598-1 Figure 20-b, and 2.5 mm² Internal Wiring , Terminal Size 4 mm², Entries Sizes ISO Thread 25 mm with 2xM25 Cable Gland and Shroud Suitable for 3x4 mm² Cu/PVC/PVC Cable and One Stopping Plug , Bolts, Nuts and Washers Suitable for installation on false celling(Tile), with Battery, Battery Charger with 30 Min Back-Up Time. |  | Related to site shortage | Fluorescent
2050 | LIGHTING | CR-40-02 | ELLC02N05BAH0AN000 | FIXTURE | 4*18W | 1 | 1 | 0 | 1 | 0 | Fluorescent Lighting Fixture, with 4x18 W Bi-Pins Lamps, Indoor Type, Metallic and Corrosion Resistant Enclosure, with Anodized Reflector, with Diffuser, Prismatic type, Impact Resistant Polycarbonate or Equivalent Material, Surface Mounting, 230 V, 50 Hz, Electronic Ballast, Capacitor, High Power Factor>= 0.9, Through Wiring Double Ended (One Entry on Each Side) As Per IEC 60598-1 Figure 20-b, and 2.5 mm² Internal Wiring , Terminal Size 4 mm², Entries Sizes ISO Thread 25 mm with 2xM25 Cable Gland and Shroud Suitable for 3x4 mm² Cu/PVC/PVC Cable and One Stopping Plug , Related Fixing Accessories on Ceiling. |  |  | Fluorescent
2051 | LIGHTING | CR-40-02 | EPSH041I5FN000 | JUNCTION BOX | 3WAY | 18 | 18 | 18 | 0 | 0 | 3 Way Junction Box Small Pattern, Rectangular Type, Made of Copper Free Aluminum or Cast Iron, Corrosion Resistant Body, Completely with Terminals, Mounting Rails, End Plates, Marking Strips, Internal Plate with Cover, Surface Mounted, Weather Proof, IP55W, Outdoor Type, with Hole Sizes 3xM25 (1 No. on Each Side and 1 on the Bottom), with 3xM25 Cable Glands and Shrouds Suitable for 3x4 mm² Cu/PVC/PVC Cable, One Stopping Plug, Minimum 8 Nos. Terminals Suitable for 4 mm² Cable and Cross Connection Poles, Internal Earth Stud and Related Fixing Accessories. |  |  | JB
2052 | LIGHTING | CR-40-02 | EPSH041H4BN000 | JUNCTION BOX | 3WAY | 15 | 15 | 15 | 0 | 0 | 3 Way Junction Box Small Pattern, Rectangular Type, Made of Copper Free Aluminum or Cast Iron, Corrosion Resistant Body, Completely with Terminals, Mounting Rails, End Plates, Marking Strips, Internal Plate with Cover, Surface Mounted, IP41, Indoor Type, with Hole Sizes 3xM25 (1 No. on Each Side and 1 on the Bottom), with 3xM25 Cable Glands and Shrouds Suitable for 3x4 (2.5) mm² Cu/PVC/PVC Cable, One Stopping Plug, Minimum 8 Nos. Terminals Suitable for 4 mm² Cable and Cross Connection Poles, Internal Earth Stud and Related Fixing Accessories. |  | 8 No. suitable for 3x2.5mm Cu/PVC/PVC and 6 No. suitable for 3x4mm Cu/PVC/PVC | JB
2053 | LIGHTING | CR-40-02 | EPSH041A6FN3T3 | JUNCTION BOX | 3WAY | 10 | 10 | 0 | 10 | 0 | 3 Way Junction Box, Rectangular Type, Made of Copper Free Aluminum or Cast Iron, Corrosion Resistant Body, Completely with Terminals, Mounting Rails, End Plates, Marking Strips, Internal Plate with Cover, Surface Mounted, Explosion Proof Exd IIC T3 Type, IP65, with Hole Sizes 3xM25 (1 No. on Each Side and 1 on the Bottom), with 3xM25 Cable Glands and Shrouds Suitable for 3x4 mm² Cu/PVC/PVC Cable, One Stopping Plug, Minimum 8 Nos. Terminals Suitable for 4 mm² Cable and Cross Connection Poles, Internal Earth Stud with Related Fixing Accessories. |  |  | JB
2054 | LIGHTING | CR-40-02 | EPSH04QH4BN000 | JUNCTION BOX | 4WAY | 34 | 34 | 32 | 2 | 0 | 4 Way Junction Box, Small Pattern, Rectangular Type, Made of Copper Free Aluminum or Cast Iron, Corrosion Resistant Body, Completely with Terminals, Mounting Rails, End Plates, Marking Strips, Internal Plate with Cover, Surface Mounted, IP41, Indoor Type, with Hole Sizes 4xM25 (1 No. on Each Side), with 4xM25 Cable Glands and Shrouds Suitable for 3x4 mm² Cu/PVC/PVC Cable, One Stopping Plug, Minimum 10 Nos. Terminals Suitable for 4 mm² Cable and Cross Connection Poles, Internal Earth Stud and Related Fixing Accessories. |  |  | JB
2055 | LIGHTING | CR-40-02 | EPSP066H4BN000810 | Start Push Button | 250V | 18 | 18 | 16 | 2 | 0 | Start Push Button, Indoor Type, IP41, 250 V, 10 A, 50 Hz, Surface Mounted, Entries Sizes ISO Thread 25 mm with 1xM25 Cable Gland and Shroud Suitable for 3x2.5 mm² Cu/PVC/PVC Cable. |  |  | Start
2056 | LIGHTING | CR-40-02 | EPSA063H4BN000111 | Switch | 1POLE | 40 | 40 | 39 | 1 | 0 | Switch Single Pole, 1 Way, 1 Gang, Surface Mounted, 50 Hz, 230 V AC, 1 Phase, 10 A, IP41, Indoor Type, Entries Sizes ISO Thread 25 mm with 1x M25 Cable Gland and Shroud Suitable for 3x4 mm² Cu/PVC/PVC Cable, with Internal Earthing Stud. |  |  | Switch
2057 | LIGHTING | CR-40-02 | EPSA073A6FN3T3511 | Switch | 2POLE | 2 | 2 | 2 | 0 | 0 | Switch Two Pole, 1 Way, 1 Gang, Surface Mounted, 50 Hz, 230 V AC, 1 Phase, 16 A, Exd IIC T3 Type, IP65, Cast metal, Entries Sizes ISO Thread 25 mm with 1xM25 Cable Gland and Shroud Suitable for 3x4 mm² Cu/PVC/PVC Cable, with Internal Earthing Stud. |  |  | Switch
2058 | LIGHTING | CR-40-03 | ELLC02L06BAH4BN000 | FIXTURE | 2*36W | 18 | 18 | 18 | 0 | 0 | Fluorescent Lighting Fixture, with 2x36 W Bi-Pins Lamps, Indoor Type, IP41, Metallic and Corrosion Resistant Enclosure, with Anodized Reflector and Transparent Diffuser/Bowl, Impact Resistant Polycarbonate or Equivalent Material, Wall Mounting, 230 V, 50 Hz, Electronic Ballast, High Power Factor>= 0.9, Through Wiring Double Ended (One Entry on Each Side) As Per IEC 60598-1 Figure 20-b, and 2.5 mm² Internal Wiring , Terminal Size 4 mm², Entries Sizes ISO Thread 25 mm with 2xM25 Cable Glands with Shrouds Suitable for 3x4 mm² Cu/PVC/PVC Cable and One Stopping Plug with Related Fixing Accessories on Wall. |  |  | Fluorescent
2059 | LIGHTING | CR-40-03 | ELLE02L06BAH4BN000 | FIXTURE | 2*36W | 4 | 4 | 4 | 0 | 0 | Fluorescent Lighting Fixture, with 2x36 W Bi-Pins Lamps, Indoor Type, IP41, Metallic and Corrosion Resistant Enclosure, with Anodized Reflector and Transparent Diffuser, Impact Resistant Polycarbonate or Equivalent Material, Wall Mounting, 230 V, 50 Hz, Electronic Ballast, Capacitor, High Power Factor>= 0.9, Through Wiring Double Ended (One Entry on Each Side) As Per IEC 60598-1 Figure 20-b, and 2.5 mm² Internal Wiring , Terminal Size 4 mm², Entries Sizes ISO Thread 25 mm with 2xM25 Cable Glands with Shrouds Suitable for 3x4 mm² Cu/PVC/PVC Cable and One Stopping Plug with Related Fixing Accessories on Wall, with Battery, Battery Charger with 30 Min Back-Up Time. |  |  | Fluorescent
2060 | LIGHTING | CR-40-03 | ELLC02L04BAH4BN000 | FIXTURE | 2*36W | 1 | 1 | 1 | 0 | 0 | Fluorescent Lighting Fixture, with 2x36 W Bi-Pins Lamps, Indoor Type, IP41, Metallic and Corrosion Resistant Enclosure, with Anodized Reflector and Transparent Diffuser, Impact Resistant Polycarbonate or Equivalent Material, Pendant Mounting, 230 V, 50 Hz, Electronic Ballast, Capacitor, High Power Factor>= 0.9, Through Wiring Double Ended (One Entry on Each Side) As Per IEC 60598-1 Figure 20-b, and 2.5 mm² Internal Wiring , Terminal Size 4 mm², Entries Sizes ISO Thread 25 mm with 2xM25 Cable Glands with Shrouds Suitable for 3x4 mm² Cu/PVC/PVC Cable and One Stopping Plug with Related Fixing Accessories for Pendant Mounting (1.5m From Ceiling). |  |  | Fluorescent
2061 | LIGHTING | CR-40-03 | ELLE02L04BAH4BN000 | FIXTURE | 2*36W | 1 | 1 | 1 | 0 | 0 | Fluorescent Lighting Fixture, with 2x36 W Bi-Pins Lamps, Indoor Type, IP41, Metallic and Corrosion Resistant Enclosure, with Anodized Reflector and Transparent Diffuser, Impact Resistant Polycarbonate or Equivalent Material, Pendant Mounting, 230 V, 50 Hz, Electronic Ballast, Capacitor, High Power Factor>= 0.9, Through Wiring Double Ended (One Entry on Each Side) As Per IEC 60598-1 Figure 20-b, and 2.5 mm² Internal Wiring , Terminal Size 4 mm², Entries Sizes ISO Thread 25 mm with 2xM25 Cable Glands with Shrouds Suitable for 3x4 mm² Cu/PVC/PVC Cable and One Stopping Plug with Related Fixing Accessories for Pendant Mounting (1.5m From Ceiling), with Battery, Battery Charger with 30 Min Back-Up Time. |  |  | Fluorescent
2062 | LIGHTING | CR-40-03 | ELLD02L05AAI5FN000 | FIXTURE | 2*36W | 1 | 1 | 0 | 1 | 0 | Fluorescent Lighting Fixture, with 2x36 W Bi-Pins Lamps, Weather Proof Type, IP55W, Metallic and Corrosion Resistant Enclosure, Outdoor Type, with Anodized Reflector and Transparent Diffuser/Bowl, Impact Resistant Polycarbonate or Equivalent Material, Surface Mounting, 230 V, 50 Hz, Electronic Ballast, High Power Factor>= 0.9, Through Wiring Double Ended (One Entry on Each Side) As Per IEC 60598-1 Figure 20-b, and 2.5 mm² Internal Wiring , Terminal Size 4 mm², Entries Sizes ISO Thread 25 mm with 2xM25 Cable Glands with Shrouds Suitable for 3x4 mm² Cu/PVC/PVC Cable and One Stopping Plug with Galvanized Ceiling Bracket, Bolts, Nuts and Washers Suitable for Fixing on Cable Tray. |  |  | Fluorescent
2063 | LIGHTING | CR-40-03 | ELLD02L06AAI5FN000 | FIXTURE | 2*36W | 15 | 15 | 15 | 0 | 0 | Fluorescent Lighting Fixture, with 2x36 W Bi-Pins Lamps, Weather Proof Type, IP55W, Metallic and Corrosion Resistant Enclosure, Outdoor Type, with Anodized Reflector and Transparent Diffuser/Bowl, Impact Resistant Polycarbonate or Equivalent Material, Wall Mounting, 230 V, 50 Hz, Electronic Ballast, High Power Factor>= 0.9, Through Wiring Double Ended (One Entry on Each Side) As Per IEC 60598-1 Figure 20-b, and 2.5 mm² Internal Wiring, Terminal Size 4 mm², Entries Sizes Iso Thread 25mm with 2xM25 Cable Gland and Shroud Suitable for 3x4 mm² Cu/PVC/PVC Cable and One Stopping Plug, Related Fixing Accessories on Wall. |  | M2 | Fluorescent
2064 | LIGHTING | CR-40-03 | ELLE02O06BAH4BN000 | FIXTURE | 2*12W | 6 | 0 | 0 | 0 | 6 | Fluorescent Lighting Fixture, with 2x12 W Bi-Pin Lamps, 230 V AC, 50 HZ, with Electronic Ballast, Wall Mounted, IP41, Metallic Body, with Diffuser, with Exit Sign, Entries Sizes ISO Thread 25 mm with 2xM25 Cable Glands with Shrouds Suitable for 3x4 mm² Cu/PVC/PVC Cable with 1 Stopping Plug, Through Wiring Double Ended (One Entry on Each Side) As Per IEC 60598-1 Figure 20-b, and 2.5 mm² Internal Wiring, Terminal Size 4 mm², Mounting Accessories on Wall, with Battery, Battery Charger with 30 Min Back-Up Time. |  |  | Fluorescent
2065 | LIGHTING | CR-40-03 | ELLC03I01BAH4BN000 | FIXTURE | 1*18W | 15 | 15 | 15 | 0 | 0 | Fluorescent Lighting Fixture (compact fluorescent lamp), with 1x18 W lamp, Indoor Type, IP41, Metallic Body, Flush Mounting, with Diffuser, Terminal Size 4 mm², Entries Sizes ISO Thread 25 mm with 2xM25 Cable Gland and Shroud Suitable for 3x4 mm² Cu/PVC/PVC Cable and One Stopping Plug, Through Wiring Double Ended, Related Fixing Accessories Suitable for Installation on False Celling. |  |  | Fluorescent
2066 | LIGHTING | CR-40-03 | ELLD03I01AAI5FN000 | FIXTURE | 1*18W | 2 | 2 | 0 | 2 | 0 | Fluorescent Lighting Fixture (compact fluorescent lamp), with 1x18 W lamp, Outdoor Type, Weather Proof Type, IP55W, Metallic Body, Flush Mounting, with Diffuser, Terminal Size 4 mm², Entries Sizes ISO Thread 25 mm with 2xM25 Cable Gland and Shroud Suitable for 3x4 mm² Cu/PVC/PVC Cable and One Stopping Plug, Through Wiring Double Ended, Related Fixing Accessories Suitable for Installation on False Celling. |  |  | Fluorescent
2067 | LIGHTING | CR-40-03 | ELLC02N01BAH0AN000 | FIXTURE | 4*18W | 140 | 140 | 137 | 3 | 0 | Fluorescent Lighting Fixture, with 4x18 W Bi-Pins Lamps, Metallic and Corrosion Resistant Enclosure, Indoor Type, with Anodized Reflector, with Diffuser, Prismatic type, Impact Resistant Polycarbonate or Equivalent Material, Flush Mounting, 230 V, 50 Hz, Electronic Ballast, High Power Factor>= 0.9, Through Wiring Double Ended (One Entry on Each Side) As Per IEC 60598-1 Figure 20-b, and 2.5 mm² Internal Wiring , Terminal Size 4 mm², Entries Sizes ISO Thread 25 mm with 2xM25 Cable Gland and Shroud Suitable for 3x4 mm² Cu/PVC/PVC Cable and One Stopping Plug , Bolts, Nuts and Washers Suitable for installation on false celling(Tile). |  |  | Fluorescent
2068 | LIGHTING | CR-40-03 | ELLE02N01BAH0AN000 | FIXTURE | 4*18W | 47 | 40 | 40 | 0 | 7 | Fluorescent Lighting Fixture, with 4x18 W Bi-Pins Lamps, Metallic and Corrosion Resistant Enclosure, Indoor Type, with Anodized Reflector, with Diffuser, Prismatic type, Impact Resistant Polycarbonate or Equivalent Material, Flush Mounting, 230 V, 50 Hz, Electronic Ballast, High Power Factor>= 0.9, Through Wiring Double Ended (One Entry on Each Side) As Per IEC 60598-1 Figure 20-b, and 2.5 mm² Internal Wiring , Terminal Size 4 mm², Entries Sizes ISO Thread 25 mm with 2xM25 Cable Gland and Shroud Suitable for 3x4 mm² Cu/PVC/PVC Cable and One Stopping Plug , Bolts, Nuts and Washers Suitable for installation on false celling(Tile), with Battery, Battery Charger with 30 Min Back-Up Time. |  | Related to site shortage | Fluorescent
2069 | LIGHTING | CR-40-03 | ELLC02N05BAH0AN000 | FIXTURE | 4*18W | 2 | 2 | 0 | 2 | 0 | Fluorescent Lighting Fixture, with 4x18 W Bi-Pins Lamps, Indoor Type, Metallic and Corrosion Resistant Enclosure, with Anodized Reflector, with Diffuser, Prismatic type, Impact Resistant Polycarbonate or Equivalent Material, Surface Mounting, 230 V, 50 Hz, Electronic Ballast, Capacitor, High Power Factor>= 0.9, Through Wiring Double Ended (One Entry on Each Side) As Per IEC 60598-1 Figure 20-b, and 2.5 mm² Internal Wiring , Terminal Size 4 mm², Entries Sizes ISO Thread 25 mm with 2xM25 Cable Gland and Shroud Suitable for 3x4 mm² Cu/PVC/PVC Cable and One Stopping Plug , Related Fixing Accessories on Ceiling. |  |  | Fluorescent
2070 | LIGHTING | CR-40-03 | EPSH041I5FN000 | JUNCTION BOX | 3WAY | 17 | 17 | 12 | 5 | 0 | 3 Way Junction Box Small Pattern, Rectangular Type, Made of Copper Free Aluminum or Cast Iron, Corrosion Resistant Body, Completely with Terminals, Mounting Rails, End Plates, Marking Strips, Internal Plate with Cover, Surface Mounted, Weather Proof, IP55W, Outdoor Type, with Hole Sizes 3xM25 (1 No. on Each Side and 1 on the Bottom), with 3xM25 Cable Glands and Shrouds Suitable for 3x4 mm² Cu/PVC/PVC Cable, One Stopping Plug, Minimum 8 Nos. Terminals Suitable for 4 mm² Cable and Cross Connection Poles, Internal Earth Stud and Related Fixing Accessories. |  |  | JB
2071 | LIGHTING | CR-40-03 | EPSH041H4BN000 | JUNCTION BOX | 3WAY | 20 | 20 | 20 | 0 | 0 | 3 Way Junction Box Small Pattern, Rectangular Type, Made of Copper Free Aluminum or Cast Iron, Corrosion Resistant Body, Completely with Terminals, Mounting Rails, End Plates, Marking Strips, Internal Plate with Cover, Surface Mounted, IP41, Indoor Type, with Hole Sizes 3xM25 (1 No. on Each Side and 1 on the Bottom), with 3xM25 Cable Glands and Shrouds Suitable for 3x4(2.5) mm² Cu/PVC/PVC Cable, One Stopping Plug, Minimum 8 Nos. Terminals Suitable for 4 mm² Cable and Cross Connection Poles, Internal Earth Stud and Related Fixing Accessories. |  | 10 No. suitable for 3x2.5mm Cu/PVC/PVC and 10 No. suitable for 3x4mm Cu/PVC/PVC | JB
2072 | LIGHTING | CR-40-03 | EPSH04QH4BN000 | JUNCTION BOX | 4WAY | 28 | 28 | 26 | 2 | 0 | 4 Way Junction Box, Small Pattern, Rectangular Type, Made of Copper Free Aluminum or Cast Iron, Corrosion Resistant Body, Completely with Terminals, Mounting Rails, End Plates, Marking Strips, Internal Plate with Cover, Surface Mounted, IP41, Indoor Type, with Hole Sizes 4xM25 (1 No. on Each Side), with 4xM25 Cable Glands and Shrouds Suitable for 3x4 mm² Cu/PVC/PVC Cable, One Stopping Plug, Minimum 10 Nos. Terminals Suitable for 4 mm² Cable and Cross Connection Poles, Internal Earth Stud and Related Fixing Accessories. |  |  | JB
2073 | LIGHTING | CR-40-03 | EPSP066H4BN000810 | Start Push Button | 250V | 20 | 20 | 18 | 2 | 0 | Start Push Button, Indoor Type, IP41, 250 V, 10 A, 50 Hz, Surface Mounted, Entries Sizes ISO Thread 25 mm with 1xM25 Cable Gland and Shroud Suitable for 3x2.5 mm² Cu/PVC/PVC Cable. |  |  | Start
2074 | LIGHTING | CR-40-03 | EPSA063H4BN000111 | Switch | 1POLE | 35 | 35 | 33 | 2 | 0 | Switch Single Pole, 1 Way, 1 Gang, Surface Mounted, 50 Hz, 230 V AC, 1 Phase, 10 A, IP41, Indoor Type, Entries Sizes ISO Thread 25 mm with 1x M25 Cable Gland and Shroud Suitable for 3x4 mm² Cu/PVC/PVC Cable, with Internal Earthing Stud. |  |  | Switch
2075 | LIGHTING | CR-40-03 | EPSA063H4BN000211 | Switch | 1POLE | 2 | 2 | 2 | 0 | 0 | Switch Single Pole, 2 Way, 1 Gang, Surface Mounted, 50 Hz, 230 V AC, 1 Phase, 10 A, IP41, Indoor Type, Entries Sizes ISO Thread 25 mm with 1xM25 Cable Gland and Shroud Suitable for 3x4 mm² Cu/PVC/PVC Cable, with Internal Earthing Stud. |  |  | Switch
2076 | LIGHTING | RIB-40-01 | ELLD02L06AAI5FN000 | FIXTURE | 2*36W | 9 | 9 | 9 | 0 | 0 | Fluorescent Lighting Fixture With 2x36 W Bi-Pins Lamps, Weather Proof Type, IP55W, Metallic And Corrosion Resistant Enclosure, Outdoor Type, With Anodized Reflector And Transparent Diffuser/Bowl, Impact Resistant Polycarbonate Or Equivalent Material, Wall Mounting, 230 V, 50 Hz, Electronic Ballast, High Power Factor>= 0.9, Through Wiring Double Ended (One Entry At Each Side) As Per IEC 60598-1 Figure 20-b, And 2.5 mm² Internal Wiring, Terminal Size 4 mm², Entries Sizes Iso Thread 25mm With 2x M25 Cable Gland And Shroud Suitable For 3x4 mm² Cu/PVC/PVC Cable And One Stopping Plug, Related Fixing Accessories On Wall. |  | M2 | Fluorescent
2077 | LIGHTING | RIB-40-01 | ELLC02L06BAH4BN000 | FIXTURE | 2*36W | 4 | 4 | 4 | 0 | 0 | Fluorescent Lighting Fixture, with 2x36 W Bi-Pins Lamps, Indoor Type, IP41, Metallic and Corrosion Resistant Enclosure, with Anodized Reflector and Transparent Diffuser/Bowl, Impact Resistant Polycarbonate or Equivalent Material, Wall Mounting, 230 V, 50 Hz, Electronic Ballast, High Power Factor>= 0.9, Through Wiring Double Ended (One Entry on Each Side) As Per IEC 60598-1 Figure 20-b, and 2.5 mm² Internal Wiring , Terminal Size 4 mm², Entries Sizes ISO Thread 25 mm with 2xM25 Cable Glands with Shrouds Suitable for 3x4 mm² Cu/PVC/PVC Cable and One Stopping Plug with Related Fixing Accessories on Wall. |  |  | Fluorescent
2078 | LIGHTING | RIB-40-01 | ELLE02L06BAH4BN000 | FIXTURE | 2*36W | 2 | 2 | 2 | 0 | 0 | Fluorescent Lighting Fixture, with 2x36 W Bi-Pins Lamps, Indoor Type, IP41, Metallic and Corrosion Resistant Enclosure, with Anodized Reflector and Transparent Diffuser, Impact Resistant Polycarbonate or Equivalent Material, Wall Mounting, 230 V, 50 Hz, Electronic Ballast, Capacitor, High Power Factor>= 0.9, Through Wiring Double Ended (One Entry on Each Side) As Per IEC 60598-1 Figure 20-b, and 2.5 mm² Internal Wiring , Terminal Size 4 mm², Entries Sizes ISO Thread 25 mm with 2xM25 Cable Glands with Shrouds Suitable for 3x4 mm² Cu/PVC/PVC Cable and One Stopping Plug with Related Fixing Accessories on Wall, with Battery, Battery Charger with 30 Min Back-Up Time. |  |  | Fluorescent
2079 | LIGHTING | RIB-40-01 | ELLD02L06BAA6FN3T3 | FIXTURE | 2*36W | 4 | 4 | 4 | 0 | 0 | Fluorescent Lighting Fixture, with 2x36 W Bi-Pins Lamps, Explosion Proof Exd IIC T3, IP65, Metallic and Corrosion Resistant Enclosure, Indoor Type, with Anodized Reflector and Transparent Diffuser/Bowl, Impact Resistant Polycarbonate or Equivalent Material, Wall Mounting, 230 V, 50 Hz, Electronic Ballast, High Power Factor>= 0.9, Through Wiring Double Ended (One Entry on Each Side) As Per IEC 60598-1 Figure 20-b, and 2.5 mm² Internal Wiring, Terminal Size 4 mm², Entries Sizes Iso Thread 25 mm with 2xM25 Cable Gland and Shroud Suitable for 3x4 mm² Cu/PVC/PVC Cable and One Stopping Plug, Related Fixing Accessories on Wall. |  | THIS ITEM SHALL BE DELETED OF BUILDING LIGHTING PACKAGE(6516) and SHALL BE CONSIDERED IN AREA LIGHTING PACKAGE(6518). | Fluorescent
2080 | LIGHTING | RIB-40-01 | ELLJ02L06BAA6FN3T3 | FIXTURE | 2*36W | 3 | 3 | 3 | 0 | 0 | Fluorescent Lighting Fixture, with 2x36 W Bi-Pins Lamps, Explosion Proof Exd IIC T3, IP65, Metallic and Corrosion Resistant Enclosure, Indoor Type, with Anodized Reflector and Diffuser/Bowl, Impact Resistant Polycarbonate or Equivalent Material, Wall Mounting, 230 V, 50 Hz, Electronic Ballast, Capacitor, High Power Factor>= 0.9, Through Wiring Double Ended (One Entry on Each Side) As Per IEC 60598-1 Figure 20-b, and 2.5 mm² Internal Wiring, Terminal Size4 mm², Entries Sizes Iso Thread 25 mm with 1xM25 Cable Gland and Shroud Suitable for 3x4 mm² Cu/PVC/PVC Cable and One Stopping Plug, with Battery, Battery Charger with 30 Min Back-Up Time, Related Fixing Accessories on Wall. |  | THIS ITEM SHALL BE DELETED OF BUILDING LIGHTING PACKAGE(6516) and SHALL BE CONSIDERED IN AREA LIGHTING PACKAGE(6518). | Fluorescent
2081 | LIGHTING | RIB-40-01 | ELLC02N01BAH0AN000 | FIXTURE | 4*18W | 30 | 30 | 28 | 2 | 0 | Fluorescent Lighting Fixture, with 4x18 W Bi-Pins Lamps, Indoor Type, IP41, Metallic and Corrosion Resistant Enclosure, with Anodized Reflector and Transparent Diffuser/Bowl, Impact Resistant Polycarbonate or Equivalent Material, Flush Mounting, 230 V, 50 Hz, Electronic Ballast, High Power Factor>= 0.9, Through Wiring Double Ended (One Entry on Each Side) As Per IEC 60598-1 Figure 20-b, and 2.5 mm² Internal Wiring , Terminal Size 4 mm², Entries Sizes ISO Thread 25 mm with 2xM25 Cable Gland and Shroud Suitable for 3x4 mm² Cu/PVC/PVC Cable and One Stopping Plug , Bolts, Nuts and Washers Suitable for installation on false celling(Tile). |  | ELLC02N01BAH4BN000 | Fluorescent
2082 | LIGHTING | RIB-40-01 | ELLE02N01BAH4BN000 | FIXTURE | 4*18W | 10 | 10 | 9 | 1 | 0 | Fluorescent Lighting Fixture, with 4x18 W Bi-Pins Lamps, Indoor Type, IP41, Metallic and Corrosion Resistant Enclosure, with Anodized Reflector and Transparent Diffuser/Bowl, Impact Resistant Polycarbonate or Equivalent Material, Flush Mounting, 230 V, 50 Hz, Electronic Ballast, High Power Factor>= 0.9, Through Wiring Double Ended (One Entry on Each Side) As Per IEC 60598-1 Figure 20-b, and 2.5 mm² Internal Wiring , Terminal Size 4 mm², Entries Sizes ISO Thread 25 mm with 2xM25 Cable Gland and Shroud Suitable for 3x4 mm² Cu/PVC/PVC Cable and One Stopping Plug , Bolts, Nuts and Washers Suitable for installation on false celling(Tile), with Battery, Battery Charger with 30 Min Back-Up Time. |  |  | Fluorescent
2083 | LIGHTING | RIB-40-01 | ELLE02O06BAH4BN000 | FIXTURE | 2*12W | 3 | 0 | 0 | 0 | 3 | Fluorescent Lighting Fixture, with 2x12 W Bi-Pin Lamps, 230 V AC, 50 HZ, with Electronic Ballast, Wall Mounted, IP41, Metallic Body, with Diffuser, with Exit Sign, Entries Sizes ISO Thread 25 mm with 2xM25 Cable Glands with Shrouds Suitable for 3x4 mm² Cu/PVC/PVC Cable with 1 Stopping Plug, Through Wiring Double Ended (One Entry on Each Side) As Per IEC 60598-1 Figure 20-b, and 2.5 mm² Internal Wiring, Terminal Size 4 mm², Mounting Accessories on Wall, with Battery, Battery Charger with 30 Min Back-Up Time. |  |  | Fluorescent
2084 | LIGHTING | RIB-40-01 | ELLE02O06BAA6FN3T3 | FIXTURE | 2*12W | 1 | 1 | 0 | 1 | 0 | Fluorescent Lighting Fixture, with 2x12 W Bi-Pin Lamps, 230 V AC, 50 HZ, with Electronic Ballast, Surface Mounted, Explosion Proof Exd IIC T3, IP65, Metallic Body, with Diffuser, with Exit Sign, Entries Sizes ISO Thread 25 mm with 2xM25 Cable Gland and Shroud Suitable for 3x4 mm² Cu/PVC/PVC Cable and One Stopping Plug, Through Wiring Double Ended (One Entry on Each Side) As Per IEC 60598-1 Figure 20-b, and 2.5 mm² Internal Wiring, Terminal Size 4 mm², Mounting Accessories on Wall, with Battery, Battery Charger with 30 Min Back-Up Time. |  | THIS ITEM SHALL BE DELETED OF BUILDING LIGHTING PACKAGE(6516) and SHALL BE CONSIDERED IN AREA LIGHTING PACKAGE(6518). | Fluorescent
2085 | LIGHTING | RIB-40-01 | EPSH04QH4BN000 | JUNCTION BOX | 4WAY | 3 | 3 | 3 | 0 | 0 | 4 Way Junction Box, Small Pattern, Rectangular Type, Made of Copper Free Aluminum or Cast Iron, Corrosion Resistant Body, Completely with Terminals, Mounting Rails, End Plates, Marking Strips, Internal Plate with Cover, Surface Mounted, IP41, Indoor Type, with Hole Sizes 4xM25 (1 No. on Each Side), with 4xM25 Cable Glands and Shrouds Suitable for 3x4 mm² Cu/PVC/PVC Cable, One Stopping Plug, Minimum 10 Nos. Terminals Suitable for 4 mm² Cable and Cross Connection Poles, Internal Earth Stud and Related Fixing Accessories. |  |  | JB
2086 | LIGHTING | RIB-40-01 | EPSH04QA6FN3T3 | JUNCTION BOX | 4WAY | 1 | 0 | 0 | 0 | 1 | 4 Way Junction Box, Small Pattern, Rectangular Type, Made of Copper Free Aluminum or Cast Iron, Corrosion Resistant Body, Completely with Terminals, Mounting Rails, End Plates, Marking Strips, Internal Plate with Cover, Surface Mounted, Explosion Proof Exd IIC T3, IP65, Outdoor Type, with Hole Sizes 4xM25 (1 No. on Each Side), with 4xM25 Cable Glands and Shrouds Suitable for 3x4 mm² Cu/PVC/PVC Cable, One Stopping Plug, Minimum 10 Nos. Terminals Suitable for 4mm² Cable and Cross Connection Poles, Internal Earth Stud and Related Fixing Accessorie |  | Related to site shortage
2087 | LIGHTING | RIB-40-01 | EPSH041I5FN000 | JUNCTION BOX | 3WAY | 14 | 0 | 0 | 0 | 14 | 3 Way Junction Box Small Pattern, Rectangular Type, Made of Copper Free Aluminum or Cast Iron, Corrosion Resistant Body, Completely with Terminals, Mounting Rails, End Plates, Marking Strips, Internal Plate with Cover, Surface Mounted, Weather Proof, IP55W, Outdoor Type, with Hole Sizes 3xM25 (1 No. on Each Side and 1 on the Bottom), with 3xM25 Cable Glands and Shrouds Suitable for 3x4(2.5) mm² Cu/PVC/PVC Cable, One Stopping Plug, Minimum 8 Nos. Terminals Suitable for 4 mm² Cable and Cross Connection Poles, Internal Earth Stud and Related Fixing Accessories |  | Related to site shortage
2088 | LIGHTING | RIB-40-01 | EPSH041H4BN000 | JUNCTION BOX | 3WAY | 4 | 4 | 4 | 0 | 0 | 3 Way Junction Box Small Pattern, Rectangular Type, Made of Copper Free Aluminum or Cast Iron, Corrosion Resistant Body, Completely with Terminals, Mounting Rails, End Plates, Marking Strips, Internal Plate with Cover, Surface Mounted, IP41, Indoor Type, with Hole Sizes 3xM25 (1 No. on Each Side and 1 on the Bottom), with 3xM25 Cable Glands and Shrouds Suitable for 3x4(2.5) mm² Cu/PVC/PVC Cable, One Stopping Plug, Minimum 8 Nos. Terminals Suitable for 4 mm² Cable and Cross Connection Poles, Internal Earth Stud and Related Fixing Accessories. |  |  | JB
2089 | LIGHTING | RIB-40-01 | EPSH041A6FN3T3 | JUNCTION BOX | 3WAY | 7 | 7 | 7 | 0 | 0 | 3 Way Junction Box, Rectangular Type, Made of Copper Free Aluminum or Cast Iron, Corrosion Resistant Body, Completely with Terminals, Mounting Rails, End Plates, Marking Strips, Internal Plate with Cover, Surface Mounted, Explosion Proof Exd IIC T3 Type, IP65, with Hole Sizes 3xM25 (1 No. on Each Side and 1 on the Bottom), with 3xM25 Cable Glands and Shrouds Suitable for 3x4(2.5) mm² Cu/PVC/PVC Cable, One Stopping Plug, Minimum 8 Nos. Terminals Suitable for 4 mm² Cable and Cross Connection Poles, Internal Earth Stud with Related Fixing Accessories. |  | THIS ITEM SHALL BE DELETED OF BUILDING LIGHTING PACKAGE(6516) AND SHALL BE CONSIDERED IN AREA LIGHTING PACKAGE(6518). | JB
2090 | LIGHTING | RIB-40-01 | EPSA063H4BN000111 | Switch | 1POLE | 7 | 7 | 7 | 0 | 0 | Switch Single Pole, 1 Way, 1 Gang, Surface Mounted, 50 Hz, 230 V AC, 1 Phase, 10 A, IP41, Indoor Type, Entries Sizes ISO Thread 25 mm with 1x M25 Cable Gland and Shroud Suitable for 3x4 mm² Cu/PVC/PVC Cable, with Internal Earthing Stud. |  |  | Switch
2091 | LIGHTING | RIB-40-01 | EPSA073A6FN3T3511 | Switch | 2POLE | 2 | 2 | 2 | 0 | 0 | Switch Two Pole, 1 Way, 1 Gang, Surface Mounted, 50 Hz, 230 V AC, 1 Phase, 16 A, Exd IIC T3 Type, IP65, Cast metal, Entries Sizes ISO Thread 25 mm with 1xM25 Cable Gland and Shroud Suitable for 3x4 mm² Cu/PVC/PVC Cable, with Internal Earthing Stud. |  | for hazardous area switches should be double pole.THIS ITEM SHALL BE DELETED OF BUILDING LIGHTING PACKAGE(6516) AND SHALL BE CONSIDERED IN AREA LIGHTING PACKAGE(6518). | Switch
2092 | LIGHTING | RIB-40-02 | ELLJ02L06AAI5FN000 | FIXTURE | 2*36W | 12 | 12 | 11 | 1 | 0 | Fluorescent Lighting Fixture, with 2x36 W Bi-Pins Lamps, Weather Proof Type, IP55W, Metallic and Corrosion Resistant Enclosure, Outdoor Type, with Anodized Reflector and Transparent Diffuser/Bowl, Impact Resistant Polycarbonate or Equivalent Material, Wall Mounting, 230 V, 50 Hz, Electronic Ballast, High Power Factor>= 0.9, Through Wiring Double Ended (One Entry on Each Side) As Per IEC 60598-1 Figure 20-b, and 2.5 mm² Internal Wiring, Terminal Size 4 mm², Entries Sizes Iso Thread 25mm with 2xM25 Cable Gland and Shroud Suitable for 3x4 mm² Cu/PVC/PVC Cable and One Stopping Plug, Related Fixing Accessories on Wall. |  |  | Fluorescent
2093 | LIGHTING | RIB-40-02 | ELLD02L06BAA6FN3T3 | FIXTURE | 2*36W | 7 | 7 | 7 | 0 | 0 | Fluorescent Lighting Fixture, with 2x36 W Bi-Pins Lamps, Explosion Proof Exd IIC T3, IP65, Metallic and Corrosion Resistant Enclosure, Indoor Type, with Anodized Reflector and Transparent Diffuser/Bowl, Impact Resistant Polycarbonate or Equivalent Material, Wall Mounting, 230 V, 50 Hz, Electronic Ballast, High Power Factor>= 0.9, Through Wiring Double Ended (One Entry on Each Side) As Per IEC 60598-1 Figure 20-b, and 2.5 mm² Internal Wiring, Terminal Size 4 mm², Entries Sizes Iso Thread 25 mm with 2xM25 Cable Gland and Shroud Suitable for 3x4 mm² Cu/PVC/PVC Cable and One Stopping Plug, Related Fixing Accessories on Wall. |  | THIS ITEM SHALL BE DELETED OF BUILDING LIGHTING PACKAGE(6516) and SHALL BE CONSIDERED IN AREA LIGHTING PACKAGE(6518). | Fluorescent
2094 | LIGHTING | RIB-40-02 | ELLJ02L06BAA6FN3T3 | FIXTURE | 2*36W | 3 | 3 | 3 | 0 | 0 | Fluorescent Lighting Fixture, with 2x36 W Bi-Pins Lamps, Explosion Proof Exd IIC T3, IP65, Metallic and Corrosion Resistant Enclosure, Indoor Type, with Anodized Reflector and Diffuser/Bowl, Impact Resistant Polycarbonate or Equivalent Material, Wall Mounting, 230 V, 50 Hz, Electronic Ballast, Capacitor, High Power Factor>= 0.9, Through Wiring Double Ended (One Entry on Each Side) As Per IEC 60598-1 Figure 20-b, and 2.5 mm² Internal Wiring, Terminal Size4 mm², Entries Sizes Iso Thread 25 mm with 1xM25 Cable Gland and Shroud Suitable for 3x4 mm² Cu/PVC/PVC Cable and One Stopping Plug, with Battery, Battery Charger with 30 Min Back-Up Time, Related Fixing Accessories on Wall. |  |  | Fluorescent
2095 | LIGHTING | RIB-40-02 | ELLC02N01BAH0AN000 | FIXTURE | 4*18W | 37 | 37 | 34 | 3 | 0 | Fluorescent Lighting Fixture, with 4x18 W Bi-Pins Lamps, Indoor Type, IP41, Metallic and Corrosion Resistant Enclosure, with Anodized Reflector and Transparent Diffuser/Bowl, Impact Resistant Polycarbonate or Equivalent Material, Flush Mounting, 230 V, 50 Hz, Electronic Ballast, High Power Factor>= 0.9, Through Wiring Double Ended (One Entry on Each Side) As Per IEC 60598-1 Figure 20-b, and 2.5 mm² Internal Wiring , Terminal Size 4 mm², Entries Sizes ISO Thread 25 mm with 2xM25 Cable Gland and Shroud Suitable for 3x4 mm² Cu/PVC/PVC Cable and One Stopping Plug , Bolts, Nuts and Washers Suitable for installation on false celling(Tile). |  | ELLC02N01BAH4BN000 | Fluorescent
2096 | LIGHTING | RIB-40-02 | ELLE02N01BAH4BN000 | FIXTURE | 4*18W | 15 | 15 | 14 | 1 | 0 | Fluorescent Lighting Fixture, with 4x18 W Bi-Pins Lamps, Indoor Type, IP41, Metallic and Corrosion Resistant Enclosure, with Anodized Reflector and Transparent Diffuser/Bowl, Impact Resistant Polycarbonate or Equivalent Material, Flush Mounting, 230 V, 50 Hz, Electronic Ballast, High Power Factor>= 0.9, Through Wiring Double Ended (One Entry on Each Side) As Per IEC 60598-1 Figure 20-b, and 2.5 mm² Internal Wiring , Terminal Size 4 mm², Entries Sizes ISO Thread 25 mm with 2xM25 Cable Gland and Shroud Suitable for 3x4 mm² Cu/PVC/PVC Cable and One Stopping Plug , Bolts, Nuts and Washers Suitable for installation on false celling(Tile), with Battery, Battery Charger with 30 Min Back-Up Time. |  |  | Fluorescent
2097 | LIGHTING | RIB-40-02 | ELLE02O06BAH4BN000 | FIXTURE | 2*12W | 3 | 0 | 0 | 0 | 3 | Fluorescent Lighting Fixture, with 2x12 W Bi-Pin Lamps, 230 V AC, 50 HZ, with Electronic Ballast, Wall Mounted, IP41, Metallic Body, with Diffuser, with Exit Sign, Entries Sizes ISO Thread 25 mm with 2xM25 Cable Glands with Shrouds Suitable for 3x4 mm² Cu/PVC/PVC Cable with 1 Stopping Plug, Through Wiring Double Ended (One Entry on Each Side) As Per IEC 60598-1 Figure 20-b, and 2.5 mm² Internal Wiring, Terminal Size 4 mm², Mounting Accessories on Wall, with Battery, Battery Charger with 30 Min Back-Up Time. |  |  | Fluorescent
2098 | LIGHTING | RIB-40-02 | ELLE02O06BAA6FN3T3 | FIXTURE | 2*12W | 1 | 1 | 0 | 1 | 0 | Fluorescent Lighting Fixture, with 2x12 W Bi-Pin Lamps, 230 V AC, 50 HZ, with Electronic Ballast, Surface Mounted, Explosion Proof Exd IIC T3, IP65, Metallic Body, with Diffuser, with Exit Sign, Entries Sizes ISO Thread 25 mm with 2xM25 Cable Gland and Shroud Suitable for 3x4 mm² Cu/PVC/PVC Cable and One Stopping Plug, Through Wiring Double Ended (One Entry on Each Side) As Per IEC 60598-1 Figure 20-b, and 2.5 mm² Internal Wiring, Terminal Size 4 mm², Mounting Accessories on Wall, with Battery, Battery Charger with 30 Min Back-Up Time. |  | THIS ITEM SHALL BE DELETED OF BUILDING LIGHTING PACKAGE(6516) and SHALL BE CONSIDERED IN AREA LIGHTING PACKAGE(6518). | Fluorescent
2099 | LIGHTING | RIB-40-02 | EPSH04QH4BN000 | JUNCTION BOX | 4WAY | 4 | 4 | 3 | 1 | 0 | 4 Way Junction Box, Small Pattern, Rectangular Type, Made of Copper Free Aluminum or Cast Iron, Corrosion Resistant Body, Completely with Terminals, Mounting Rails, End Plates, Marking Strips, Internal Plate with Cover, Surface Mounted, IP41, Indoor Type, with Hole Sizes 4xM25 (1 No. on Each Side), with 4xM25 Cable Glands and Shrouds Suitable for 3x4 mm² Cu/PVC/PVC Cable, One Stopping Plug, Minimum 10 Nos. Terminals Suitable for 4 mm² Cable and Cross Connection Poles, Internal Earth Stud and Related Fixing Accessories. |  |  | JB
2100 | LIGHTING | RIB-40-02 | EPSH041I5FN000 | JUNCTION BOX | 3WAY | 11 | 11 | 10 | 1 | 0 | 3 Way Junction Box Small Pattern, Rectangular Type, Made of Copper Free Aluminum or Cast Iron, Corrosion Resistant Body, Completely with Terminals, Mounting Rails, End Plates, Marking Strips, Internal Plate with Cover, Surface Mounted, Weather Proof, IP55W, Outdoor Type, with Hole Sizes 3xM25 (1 No. on Each Side and 1 on the Bottom), with 3xM25 Cable Glands and Shrouds Suitable for 3x4(2.5) mm² Cu/PVC/PVC Cable, One Stopping Plug, Minimum 8 Nos. Terminals Suitable for 4 mm² Cable and Cross Connection Poles, Internal Earth Stud and Related Fixing Accessories. |  |  | JB
2101 | LIGHTING | RIB-40-02 | EPSH041H4BN000 | JUNCTION BOX | 3WAY | 5 | 5 | 5 | 0 | 0 | 3 Way Junction Box Small Pattern, Rectangular Type, Made of Copper Free Aluminum or Cast Iron, Corrosion Resistant Body, Completely with Terminals, Mounting Rails, End Plates, Marking Strips, Internal Plate with Cover, Surface Mounted, IP41, Indoor Type, with Hole Sizes 3xM25 (1 No. on Each Side and 1 on the Bottom), with 3xM25 Cable Glands and Shrouds Suitable for 3x4(2.5) mm² Cu/PVC/PVC Cable, One Stopping Plug, Minimum 8 Nos. Terminals Suitable for 4 mm² Cable and Cross Connection Poles, Internal Earth Stud and Related Fixing Accessories. |  |  | JB
2102 | LIGHTING | RIB-40-02 | EPSH041A6FN3T3 | JUNCTION BOX | 3WAY | 10 | 10 | 10 | 0 | 0 | 3 Way Junction Box, Rectangular Type, Made of Copper Free Aluminum or Cast Iron, Corrosion Resistant Body, Completely with Terminals, Mounting Rails, End Plates, Marking Strips, Internal Plate with Cover, Surface Mounted, Explosion Proof Exd IIC T3 Type, IP65, with Hole Sizes 3xM25 (1 No. on Each Side and 1 on the Bottom), with 3xM25 Cable Glands and Shrouds Suitable for 3x4(2.5) mm² Cu/PVC/PVC Cable, One Stopping Plug, Minimum 8 Nos. Terminals Suitable for 4 mm² Cable and Cross Connection Poles, Internal Earth Stud with Related Fixing Accessories. |  | THIS ITEM SHALL BE DELETED OF BUILDING LIGHTING PACKAGE(6516) and SHALL BE CONSIDERED IN AREA LIGHTING PACKAGE(6518). | JB
2103 | LIGHTING | RIB-40-02 | EPSA063H4BN000111 | Switch | 1POLE | 8 | 8 | 8 | 0 | 0 | Switch Single Pole, 1 Way, 1 Gang, Surface Mounted, 50 Hz, 230 V AC, 1 Phase, 10 A, IP41, Indoor Type, Entries Sizes ISO Thread 25 mm with 1x M25 Cable Gland and Shroud Suitable for 3x4 mm² Cu/PVC/PVC Cable, with Internal Earthing Stud. |  |  | Switch
2104 | LIGHTING | RIB-40-02 | EPSA073A6FN3T3511 | Switch | 2POLE | 2 | 2 | 2 | 0 | 0 | Switch Two Pole, 1 Way, 1 Gang, Surface Mounted, 50 Hz, 230 V AC, 1 Phase, 16 A, Exd IIC T3 Type, IP65, Cast metal, Entries Sizes ISO Thread 25 mm with 1xM25 Cable Gland and Shroud Suitable for 3x4 mm² Cu/PVC/PVC Cable, with Internal Earthing Stud. |  | for hazardous area switches should be double pole. THIS ITEM SHALL BE DELETED OF BUILDING LIGHTING PACKAGE(6516) AND SHALL BE CONSIDERED IN AREA LIGHTING PACKAGE(6518). | Switch
2105 | LIGHTING | RIB-40-03 | ELLD02L06AAI5FN000 | FIXTURE | 2*36W | 12 | 12 | 11 | 1 | 0 | Fluorescent Lighting Fixture, with 2x36 W Bi-Pins Lamps, Weather Proof Type, IP55W, Metallic and Corrosion Resistant Enclosure, Outdoor Type, with Anodized Reflector and Transparent Diffuser/Bowl, Impact Resistant Polycarbonate or Equivalent Material, Wall Mounting, 230 V, 50 Hz, Electronic Ballast, High Power Factor>= 0.9, Through Wiring Double Ended (One Entry on Each Side) As Per IEC 60598-1 Figure 20-b, and 2.5 mm² Internal Wiring, Terminal Size 4 mm², Entries Sizes Iso Thread 25mm with 2xM25 Cable Gland and Shroud Suitable for 3x4 mm² Cu/PVC/PVC Cable and One Stopping Plug, Related Fixing Accessories on Wall. |  | M2 | Fluorescent
2106 | LIGHTING | RIB-40-03 | ELLD02L06BAA6FN3T3 | FIXTURE | 2*36W | 11 | 11 | 10 | 1 | 0 | Fluorescent Lighting Fixture, with 2x36 W Bi-Pins Lamps, Explosion Proof Exd IIC T3, IP65, Metallic and Corrosion Resistant Enclosure, Indoor Type, with Anodized Reflector and Transparent Diffuser/Bowl, Impact Resistant Polycarbonate or Equivalent Material, Wall Mounting, 230 V, 50 Hz, Electronic Ballast, High Power Factor>= 0.9, Through Wiring Double Ended (One Entry on Each Side) As Per IEC 60598-1 Figure 20-b, and 2.5 mm² Internal Wiring, Terminal Size 4 mm², Entries Sizes Iso Thread 25 mm with 2xM25 Cable Gland and Shroud Suitable for 3x4 mm² Cu/PVC/PVC Cable and One Stopping Plug, Related Fixing Accessories on Wall. |  | THIS ITEM SHALL BE DELETED OF BUILDING LIGHTING PACKAGE(6516) and SHALL BE CONSIDERED IN AREA LIGHTING PACKAGE(6518). | Fluorescent
2107 | LIGHTING | RIB-40-03 | ELLJ02L06BAA6FN3T3 | FIXTURE | 2*36W | 4 | 4 | 4 | 0 | 0 | Fluorescent Lighting Fixture, with 2x36 W Bi-Pins Lamps, Explosion Proof Exd IIC T3, IP65, Metallic and Corrosion Resistant Enclosure, Indoor Type, with Anodized Reflector and Diffuser/Bowl, Impact Resistant Polycarbonate or Equivalent Material, Wall Mounting, 230 V, 50 Hz, Electronic Ballast, Capacitor, High Power Factor>= 0.9, Through Wiring Double Ended (One Entry on Each Side) As Per IEC 60598-1 Figure 20-b, and 2.5 mm² Internal Wiring, Terminal Size4 mm², Entries Sizes Iso Thread 25 mm with 1xM25 Cable Gland and Shroud Suitable for 3x4 mm² Cu/PVC/PVC Cable and One Stopping Plug, with Battery, Battery Charger with 30 Min Back-Up Time, Related Fixing Accessories on Wall. |  | THIS ITEM SHALL BE DELETED OF BUILDING LIGHTING PACKAGE(6516) and SHALL BE CONSIDERED IN AREA LIGHTING PACKAGE(6518). | Fluorescent
2108 | LIGHTING | RIB-40-03 | ELLC02N01BAH0AN000 | FIXTURE | 4*18W | 78 | 78 | 71 | 7 | 0 | Fluorescent Lighting Fixture, with 4x18 W Bi-Pins Lamps, Indoor Type, IP41, Metallic and Corrosion Resistant Enclosure, with Anodized Reflector and Transparent Diffuser/Bowl, Impact Resistant Polycarbonate or Equivalent Material, Flush Mounting, 230 V, 50 Hz, Electronic Ballast, High Power Factor>= 0.9, Through Wiring Double Ended (One Entry on Each Side) As Per IEC 60598-1 Figure 20-b, and 2.5 mm² Internal Wiring , Terminal Size 4 mm², Entries Sizes ISO Thread 25 mm with 2xM25 Cable Gland and Shroud Suitable for 3x4 mm² Cu/PVC/PVC Cable and One Stopping Plug , Bolts, Nuts and Washers Suitable for installation on false celling(Tile). |  | ELLC02N01BAH4BN000 | Fluorescent
2109 | LIGHTING | RIB-40-03 | ELLE02N01BAH4BN000 | FIXTURE | 4*18W | 24 | 24 | 23 | 1 | 0 | Fluorescent Lighting Fixture, with 4x18 W Bi-Pins Lamps, Indoor Type, IP41, Metallic and Corrosion Resistant Enclosure, with Anodized Reflector and Transparent Diffuser/Bowl, Impact Resistant Polycarbonate or Equivalent Material, Flush Mounting, 230 V, 50 Hz, Electronic Ballast, High Power Factor>= 0.9, Through Wiring Double Ended (One Entry on Each Side) As Per IEC 60598-1 Figure 20-b, and 2.5 mm² Internal Wiring , Terminal Size 4 mm², Entries Sizes ISO Thread 25 mm with 2xM25 Cable Gland and Shroud Suitable for 3x4 mm² Cu/PVC/PVC Cable and One Stopping Plug , Bolts, Nuts and Washers Suitable for installation on false celling(Tile), with Battery, Battery Charger with 30 Min Back-Up Time. |  |  | Fluorescent
2110 | LIGHTING | RIB-40-03 | ELLC02L06BAH4BN000 | FIXTURE | 2*36W | 6 | 6 | 6 | 0 | 0 | Fluorescent Lighting Fixture With 2x36 W Bi-Pins Lamps, IP41, Metallic And Corrosion Resistant Enclosure, Indoor Type, With Anodized Reflector And Transparent Diffuser/Bowl, Impact Resistant Polycarbonate Or Equivalent Material, Wall Mounting, 230 V, 50 Hz, Electronic Ballast, , High Power Factor>= 0.9, Through Wiring Double Ended (One Entry At Each Side) As Per IEC 60598-1 Figure 20-b, And 2.5 mm² Internal Wiring , Terminal Size 4 mm², Entries Sizes ISO Thread 25 mm With 2x M25 Cable Glands With Shrouds Suitable For 3x4 mm² Cu/PVC/PVC Cable And One Stopping Plug With Related Fixing Accessories On Wall. |  |  | Fluorescent
2111 | LIGHTING | RIB-40-03 | ELLE02L06BAH4BN000 | FIXTURE | 2*36W | 4 | 4 | 4 | 0 | 0 | Fluorescent Lighting Fixture, with 2x36 W Bi-Pins Lamps, Indoor Type, IP41, Metallic and Corrosion Resistant Enclosure, with Anodized Reflector and Transparent Diffuser, Impact Resistant Polycarbonate or Equivalent Material, Wall Mounting, 230 V, 50 Hz, Electronic Ballast, Capacitor, High Power Factor>= 0.9, Through Wiring Double Ended (One Entry on Each Side) As Per IEC 60598-1 Figure 20-b, and 2.5 mm² Internal Wiring , Terminal Size 4 mm², Entries Sizes ISO Thread 25 mm with 2xM25 Cable Glands with Shrouds Suitable for 3x4 mm² Cu/PVC/PVC Cable and One Stopping Plug with Related Fixing Accessories on Wall, with Battery, Battery Charger with 30 Min Back-Up Time. |  |  | Fluorescent
2112 | LIGHTING | RIB-40-03 | ELLE02O06BAH4BN000 | FIXTURE | 2*12W | 3 | 0 | 0 | 0 | 3 | Fluorescent Lighting Fixture, with 2x12 W Bi-Pin Lamps, 230 V AC, 50 HZ, with Electronic Ballast, Wall Mounted, IP41, Metallic Body, with Diffuser, with Exit Sign, Entries Sizes ISO Thread 25 mm with 2xM25 Cable Glands with Shrouds Suitable for 3x4 mm² Cu/PVC/PVC Cable with 1 Stopping Plug, Through Wiring Double Ended (One Entry on Each Side) As Per IEC 60598-1 Figure 20-b, and 2.5 mm² Internal Wiring, Terminal Size 4 mm², Mounting Accessories on Wall, with Battery, Battery Charger with 30 Min Back-Up Time. |  |  | Fluorescent
2113 | LIGHTING | RIB-40-03 | ELLE02O06BAA6FN3T3 | FIXTURE | 2*12W | 1 | 1 | 0 | 1 | 0 | Fluorescent Lighting Fixture, with 2x12 W Bi-Pin Lamps, 230 V AC, 50 HZ, with Electronic Ballast, Surface Mounted, Explosion Proof Exd IIC T3, IP65, Metallic Body, with Diffuser, with Exit Sign, Entries Sizes ISO Thread 25 mm with 2xM25 Cable Gland and Shroud Suitable for 3x4 mm² Cu/PVC/PVC Cable and One Stopping Plug, Through Wiring Double Ended (One Entry on Each Side) As Per IEC 60598-1 Figure 20-b, and 2.5 mm² Internal Wiring, Terminal Size 4 mm², Mounting Accessories on Wall, with Battery, Battery Charger with 30 Min Back-Up Time. |  | THIS ITEM SHALL BE DELETED OF BUILDING LIGHTING PACKAGE(6516) and SHALL BE CONSIDERED IN AREA LIGHTING PACKAGE(6518). | Fluorescent
2114 | LIGHTING | RIB-40-03 | EPSH04QA6FN3T3 | JUNCTION BOX | 4WAY | 2 | 2 | 2 | 0 | 0 | 4 Way Junction Box, Small Pattern, Rectangular Type, Made of Copper Free Aluminum or Cast Iron, Corrosion Resistant Body, Completely with Terminals, Mounting Rails, End Plates, Marking Strips, Internal Plate with Cover, Surface Mounted, Explosion Proof Exd IIC T3, IP65, Outdoor Type, with Hole Sizes 4xM25 (1 No. on Each Side), with 4xM25 Cable Glands and Shrouds Suitable for 3x4 mm² Cu/PVC/PVC Cable, One Stopping Plug, Minimum 10 Nos. Terminals Suitable for 4mm² Cable and Cross Connection Poles, Internal Earth Stud and Related Fixing Accessories. |  | THIS ITEM SHALL BE DELETED OF BUILDING LIGHTING PACKAGE(6516) and SHALL BE CONSIDERED IN AREA LIGHTING PACKAGE(6518). | JB
2115 | LIGHTING | RIB-40-03 | EPSH041I5FN000 | JUNCTION BOX | 3WAY | 11 | 11 | 10 | 1 | 0 | 3 Way Junction Box Small Pattern, Rectangular Type, Made of Copper Free Aluminum or Cast Iron, Corrosion Resistant Body, Completely with Terminals, Mounting Rails, End Plates, Marking Strips, Internal Plate with Cover, Surface Mounted, Weather Proof, IP55W, Outdoor Type, with Hole Sizes 3xM25 (1 No. on Each Side and 1 on the Bottom), with 3xM25 Cable Glands and Shrouds Suitable for 3x4(2.5) mm² Cu/PVC/PVC Cable, One Stopping Plug, Minimum 8 Nos. Terminals Suitable for 4 mm² Cable and Cross Connection Poles, Internal Earth Stud and Related Fixing Accessories. |  |  | JB
2116 | LIGHTING | RIB-40-03 | EPSH041H4BN000 | JUNCTION BOX | 3WAY | 10 | 10 | 10 | 0 | 0 | 3 Way Junction Box Small Pattern, Rectangular Type, Made of Copper Free Aluminum or Cast Iron, Corrosion Resistant Body, Completely with Terminals, Mounting Rails, End Plates, Marking Strips, Internal Plate with Cover, Surface Mounted, IP41, Indoor Type, with Hole Sizes 3xM25 (1 No. on Each Side and 1 on the Bottom), with 3xM25 Cable Glands and Shrouds Suitable for 3x4(2.5) mm² Cu/PVC/PVC Cable, One Stopping Plug, Minimum 8 Nos. Terminals Suitable for 4 mm² Cable and Cross Connection Poles, Internal Earth Stud and Related Fixing Accessories. |  |  | JB
2117 | LIGHTING | RIB-40-03 | EPSH041A6FN3T3 | JUNCTION BOX | 3WAY | 12 | 12 | 12 | 0 | 0 | 3 Way Junction Box, Rectangular Type, Made of Copper Free Aluminum or Cast Iron, Corrosion Resistant Body, Completely with Terminals, Mounting Rails, End Plates, Marking Strips, Internal Plate with Cover, Surface Mounted, Explosion Proof Exd IIC T3 Type, IP65, with Hole Sizes 3xM25 (1 No. on Each Side and 1 on the Bottom), with 3xM25 Cable Glands and Shrouds Suitable for 3x4(2.5) mm² Cu/PVC/PVC Cable, One Stopping Plug, Minimum 8 Nos. Terminals Suitable for 4 mm² Cable and Cross Connection Poles, Internal Earth Stud with Related Fixing Accessories. |  | THIS ITEM SHALL BE DELETED OF BUILDING LIGHTING PACKAGE(6516) and SHALL BE CONSIDERED IN AREA LIGHTING PACKAGE(6518). | JB
2118 | LIGHTING | RIB-40-03 | EPSP066H4BN000810 | Start Push Button | 250V | 6 | 6 | 6 | 0 | 0 | Start Push Button, Indoor Type (IP41), 250 V, 10 A, 50 Hz, Surface Mounted, Entries Sizes ISO Thread 25 mm With 1xM25 Cable Gland And Shroud Suitable For 3x2.5 mm² Cu/PVC/PVC Cable. |  |  | Start
2119 | LIGHTING | RIB-40-03 | EPSA063H4BN000111 | Switch | 1POLE | 2 | 2 | 2 | 0 | 0 | Switch Single Pole, 1 Way, 1 Gang, Surface Mounted, 50 Hz, 230 V AC, 1 Phase, 10 A, IP41, Indoor Type, Entries Sizes ISO Thread 25 mm with 1x M25 Cable Gland and Shroud Suitable for 3x4 mm² Cu/PVC/PVC Cable, with Internal Earthing Stud. |  |  | Switch
2120 | LIGHTING | RIB-40-03 | EPSA073A6FN3T3511 | Switch | 2POLE | 2 | 2 | 2 | 0 | 0 | Switch Two Pole, 1 Way, 1 Gang, Surface Mounted, 50 Hz, 230 V AC, 1 Phase, 16 A, Exd IIC T3 Type, IP65, Cast metal, Entries Sizes ISO Thread 25 mm with 1xM25 Cable Gland and Shroud Suitable for 3x4 mm² Cu/PVC/PVC Cable, with Internal Earthing Stud. |  | for hazardous area switches should be double pole. THIS ITEM SHALL BE DELETED OF BUILDING LIGHTING PACKAGE(6516) AND SHALL BE CONSIDERED IN AREA LIGHTING PACKAGE(6518).. | Switch
2121 | LIGHTING | SS-40-03 | ELLD02L06AAI5FN000 | FIXTURE | 2*36W | 99 | 99 | 70 | 29 | 0 | Fluorescent Lighting Fixture, with 2x36 W Bi-Pins Lamps, Weather Proof Type, IP55W, Metallic and Corrosion Resistant Enclosure, Outdoor Type, with Anodized Reflector and Transparent Diffuser/Bowl, Impact Resistant Polycarbonate or Equivalent Material, Wall Mounting, 230 V, 50 Hz, Electronic Ballast, High Power Factor>= 0.9, Through Wiring Double Ended (One Entry on Each Side) As Per IEC 60598-1 Figure 20-b, and 2.5 mm² Internal Wiring, Terminal Size 4 mm², Entries Sizes Iso Thread 25mm with 2xM25 Cable Gland and Shroud Suitable for 3x4 mm² Cu/PVC/PVC Cable and One Stopping Plug, Related Fixing Accessories on Wall. |  | M2 | Fluorescent
2122 | LIGHTING | SS-40-03 | ELLC02L05BAH4BN000 | FIXTURE | 2*36W | 74 | 74 | 74 | 0 | 0 | Fluorescent Lighting Fixture, with 2x36 W Bi-Pins Lamps, Indoor Type, IP41, Metallic and Corrosion Resistant Enclosure, with Anodized Reflector and Transparent Diffuser/Bowl, Impact Resistant Polycarbonate or Equivalent Material, Surface Mounting, 230 V, 50 Hz, Electronic Ballast, High Power Factor>= 0.9, Through Wiring Double Ended (One Entry on Each Side) As Per IEC 60598-1 Figure 20-b, and 2.5 mm² Internal Wiring , Terminal Size 4 mm², Entries Sizes ISO Thread 25 mm with 2xM25 Cable Glands with Shrouds Suitable for 3x4 mm² Cu/PVC/PVC Cable and One Stopping Plug with Galvanized Ceiling Bracket, Bolts, Nuts and Washers Suitable for Fixing on Cable Tray. |  | D2 | Fluorescent
2123 | LIGHTING | SS-40-03 | ELLC02L05BAA6FN3T3 | FIXTURE | 2*36W | 13 | 13 | 12 | 1 | 0 | Fluorescent Lighting Fixture, with 2x36 W Bi-Pins Lamps, Explosion Proof Exd IIC T3, IP65, Metallic and Corrosion Resistant Enclosure, Indoor Type, with Anodized Reflector and Transparent Diffuser/Bowl, Impact Resistant Polycarbonate or Equivalent Material, Surface Mounting, 230 V, 50 Hz, Electronic Ballast, High Power Factor>= 0.9, Through Wiring Double Ended (One Entry on Each Side) As Per IEC 60598-1 Figure 20-b, and 2.5 mm² Internal Wiring ,Terminal Size 4 mm², Entries Sizes ISO Thread 25 mm with 2xM25 Cable Glands and Shrouds Suitable for 3x4 mm² Cu/PVC/PVC Cable and One Stopping Plug with Galvanized Ceiling Bracket, Bolts, Nuts and Washers Suitable for Fixing on Cable Tray. |  |  | Fluorescent
2124 | LIGHTING | SS-40-03 | ELLE02O06BAH4BN000 | FIXTURE | 2*12W | 5 | 0 | 0 | 0 | 5 | Fluorescent Lighting Fixture, with 2x12 W Bi-Pin Lamps, 230 V AC, 50 HZ, with Electronic Ballast, Wall Mounted, IP41, Metallic Body, with Diffuser, with Exit Sign, Entries Sizes ISO Thread 25 mm with 2xM25 Cable Glands with Shrouds Suitable for 3x4 mm² Cu/PVC/PVC Cable with 1 Stopping Plug, Through Wiring Double Ended (One Entry on Each Side) As Per IEC 60598-1 Figure 20-b, and 2.5 mm² Internal Wiring, Terminal Size 4 mm², Mounting Accessories on Wall, with Battery, Battery Charger with 30 Min Back-Up Time. |  | Exit | Fluorescent
2125 | LIGHTING | SS-40-03 | ELLE02L05BAH4BN000 | FIXTURE | 2*36W | 21 | 21 | 20 | 1 | 0 | Fluorescent Lighting Fixture, with 2x36 W Bi-Pins Lamps, Indoor Type, IP41, Metallic and Corrosion Resistant Enclosure, with Anodized Reflector and Transparent Diffuser/Bowl, Impact Resistant Polycarbonate or Equivalent Material, Surface Mounting, 230 V, 50 Hz, Electronic Ballast, High Power Factor>= 0.9, Through Wiring Double Ended (One Entry on Each Side) As Per IEC 60598-1 Figure 20-b, and 2.5 mm² Internal Wiring , Terminal Size 4 mm², Entries Sizes ISO Thread 25 mm with 2xM25 Cable Glands with Shrouds Suitable for 3x4 mm² Cu/PVC/PVC Cable and One Stopping Plug with Galvanized Ceiling Bracket, Bolts, Nuts and Washers Suitable for Fixing on Cable Tray, with Battery, Battery Charger with 30 Min Back-Up Time. |  | D2 | Fluorescent
2126 | LIGHTING | SS-40-03 | ELLE02L05BAA6FN3T3 | FIXTURE | 2*36W | 4 | 4 | 3 | 1 | 0 | Fluorescent Lighting Fixture, with 2x36 W Bi-Pins Lamps, Explosion Proof Exd IIC T3, IP65, Metallic and Corrosion Resistant Enclosure, Indoor Type, with Anodized Reflector and Diffuser/Bowl, Impact Resistant Polycarbonate or Equivalent Material, Surface Mounting, 230 V, 50 Hz, Electronic Ballast, High Power Factor>= 0.9, Through Wiring Double Ended (One Entry on Each Side) As Per IEC 60598-1 Figure 20-b, and 2.5 mm² Internal Wiring ,Terminal Size 4 mm², Entries Sizes ISO Thread 25 mm with 2xM25 Cable Glands and Shrouds Suitable for 3x4 mm² Cu/PVC/PVC Cable and One Stopping Plug with Galvanized Ceiling Bracket, Bolts, Nuts and Washers Suitable for Fixing on Cable Tray, with Battery, Battery Charger with 30 Min Back-Up Time. |  | THIS ITEM SHALL BE DELETED OF BUILDING LIGHTING PACKAGE(6516) and SHALL BE CONSIDERED IN AREA LIGHTING PACKAGE(6518). | Fluorescent
2127 | LIGHTING | SS-40-03 | ELLC02L05BAH4BN000 | FIXTURE | 2*36W | 44 | 44 | 44 | 0 | 0 | Fluorescent Lighting Fixture, with 2x36 W Bi-Pins Lamps, Indoor Type, IP41, Metallic and Corrosion Resistant Enclosure, with Anodized Reflector and Transparent Diffuser/Bowl, Impact Resistant Polycarbonate or Equivalent Material, Ceiling Mounting, 230 V, 50 Hz, Electronic Ballast, Capacitor, High Power Factor>= 0.9, Through Wiring Double Ended (One Entry on Each Side) As Per IEC 60598-1 Figure 20-b, and 2.5 mm² Internal Wiring , Terminal Size 4 mm², Entries Sizes ISO Thread 25 mm with 2xM25 Cable Glands with Shrouds Suitable for 3x4 mm² Cu/PVC/PVC Cable and One Stopping Plug with Related Fixing Accessories on Surface. |  | D2 | Fluorescent
2128 | LIGHTING | SS-40-03 | ELLC02L06BAH4BN000 | FIXTURE | 2*36W | 12 | 12 | 4 | 8 | 0 | Fluorescent Lighting Fixture, with 2x36 W Bi-Pins Lamps, Indoor Type, IP41, Metallic and Corrosion Resistant Enclosure, with Anodized Reflector and Transparent Diffuser/Bowl, Impact Resistant Polycarbonate or Equivalent Material, Wall Mounting, 230 V, 50 Hz, Electronic Ballast, High Power Factor>= 0.9, Through Wiring Double Ended (One Entry on Each Side) As Per IEC 60598-1 Figure 20-b, and 2.5 mm² Internal Wiring , Terminal Size 4 mm², Entries Sizes ISO Thread 25 mm with 2xM25 Cable Glands with Shrouds Suitable for 3x4 mm² Cu/PVC/PVC Cable and One Stopping Plug with Related Fixing Accessories on Wall. |  | D2 | Fluorescent
2129 | LIGHTING | SS-40-03 | ELLE02O06BAA6FN3T3 | FIXTURE | 2*12W | 1 | 1 | 0 | 1 | 0 | Fluorescent Lighting Fixture, with 2x12 W Bi-Pin Lamps, 230 V AC, 50 HZ, with Electronic Ballast, Surface Mounted, Explosion Proof Exd IIC T3, IP65, Metallic Body, with Diffuser, with Exit Sign, Entries Sizes ISO Thread 25 mm with 2xM25 Cable Gland and Shroud Suitable for 3x4 mm² Cu/PVC/PVC Cable and One Stopping Plug, Through Wiring Double Ended (One Entry on Each Side) As Per IEC 60598-1 Figure 20-b, and 2.5 mm² Internal Wiring, Terminal Size 4 mm², Mounting Accessories on Wall, with Battery, Battery Charger with 30 Min Back-Up Time. |  | THIS ITEM SHALL BE DELETED OF BUILDING LIGHTING PACKAGE(6516) and SHALL BE CONSIDERED IN AREA LIGHTING PACKAGE(6518). | Fluorescent
2130 | LIGHTING | SS-40-03 | EPSH041I5FN000 | JUNCTION BOX | 3WAY | 81 | 81 | 58 | 23 | 0 | 3 Way Junction Box Small Pattern, Rectangular Type, Made of Copper Free Aluminum or Cast Iron, Corrosion Resistant Body, Completely with Terminals, Mounting Rails, End Plates, Marking Strips, Internal Plate with Cover, Surface Mounted, Weather Proof, IP55W, Outdoor Type, with Hole Sizes 3xM25 (1 No. on Each Side and 1 on the Bottom), with 3xM25 Cable Glands and Shrouds Suitable for 3x4(2.5) mm² Cu/PVC/PVC Cable, One Stopping Plug, Minimum 8 Nos. Terminals Suitable for 4 mm² Cable and Cross Connection Poles, Internal Earth Stud and Related Fixing Accessories. |  | 3x2.5 mm² FOR CONTROL CIRCUIT | JB
2131 | LIGHTING | SS-40-03 | EPSH041H4BN000 | JUNCTION BOX | 3WAY | 25 | 25 | 15 | 10 | 0 | 3 Way Junction Box Small Pattern, Rectangular Type, Made of Copper Free Aluminum or Cast Iron, Corrosion Resistant Body, Completely with Terminals, Mounting Rails, End Plates, Marking Strips, Internal Plate with Cover, Surface Mounted, IP41, Indoor Type, with Hole Sizes 3xM25 (1 No. on Each Side and 1 on the Bottom), with 3xM25 Cable Glands and Shrouds Suitable for 3x4(2.5) mm² Cu/PVC/PVC Cable, One Stopping Plug, Minimum 8 Nos. Terminals Suitable for 4 mm² Cable and Cross Connection Poles, Internal Earth Stud and Related Fixing Accessories. |  | 3x2.5 mm² FOR CONTROL CIRCUIT | JB
2132 | LIGHTING | SS-40-03 | EPSH041A6FN3T3 | JUNCTION BOX | 3WAY | 1 | 1 | 0 | 1 | 0 | 3 Way Junction Box, Rectangular Type, Made of Copper Free Aluminum or Cast Iron, Corrosion Resistant Body, Completely with Terminals, Mounting Rails, End Plates, Marking Strips, Internal Plate with Cover, Surface Mounted, Explosion Proof Exd IIC T3 Type, IP65, with Hole Sizes 3xM25 (1 No. on Each Side and 1 on the Bottom), with 3xM25 Cable Glands and Shrouds Suitable for 3x4(2.5) mm² Cu/PVC/PVC Cable, One Stopping Plug, Minimum 8 Nos. Terminals Suitable for 4 mm² Cable and Cross Connection Poles, Internal Earth Stud with Related Fixing Accessories. |  | 3x2.5 mm² FOR CONTROL CIRCUIT THIS ITEM SHALL BE DELETED OF BUILDING LIGHTING PACKAGE(6516) AND SHALL BE CONSIDERED IN AREA LIGHTING PACKAGE(6518). | JB
2133 | LIGHTING | SS-40-03 | EPSH04QH4BN000 | JUNCTION BOX | 4WAY | 3 | 3 | 0 | 3 | 0 | 4 Way Junction Box, Small Pattern, Rectangular Type, Made of Copper Free Aluminum or Cast Iron, Corrosion Resistant Body, Completely with Terminals, Mounting Rails, End Plates, Marking Strips, Internal Plate with Cover, Surface Mounted, IP41, Indoor Type, with Hole Sizes 4xM25 (1 No. on Each Side), with 4xM25 Cable Glands and Shrouds Suitable for 3x4 mm² Cu/PVC/PVC Cable, One Stopping Plug, Minimum 10 Nos. Terminals Suitable for 4 mm² Cable and Cross Connection Poles, Internal Earth Stud and Related Fixing Accessories. |  |  | JB
2134 | LIGHTING | SS-40-03 | EPSH04QI5FN000 | JUNCTION BOX | 4WAY | 8 | 8 | 6 | 2 | 0 | 4 Way Junction Box, Small Pattern, Rectangular Type, Made of Copper Free Aluminum or Cast Iron, Corrosion Resistant Body, Completely with Terminals, Mounting Rails, End Plates, Marking Strips, Internal Plate with Cover, Surface Mounted, Weather Proof, IP55W, Outdoor Type, with Hole Sizes 4xM25 (1 No. on Each Side), with 4xM25 Cable Glands and Shrouds Suitable for 3x4 mm² Cu/PVC/PVC Cable, One Stopping Plug, Minimum 10 Nos. Terminals Suitable for 4mm² Cable and Cross Connection Poles, Internal Earth Stud and Related Fixing Accessories. |  |  | JB
2135 | LIGHTING | SS-40-03 | EPSH042A6FN3T3 | JUNCTION BOX | 5WAY | 2 | 2 | 2 | 0 | 0 | 5 Way Junction Box, Rectangular Type, Made of Copper Free Aluminum or Cast Iron, Corrosion Resistant Body, Completely with Terminals, Mounting Rails, End Plates, Marking Strips, Internal Plate with Cove, Surface Mounted, Explosion Proof Exd IIC T3 Type, IP65, with Hole Sizes 5xM25 (1 No. on the Bottom, 2 No. on Each Side), with 5xM25 Cable Glands And Shrouds Suitable for 3x4 mm² Cu/PVC/PVC Cable, One Stopping Plug, Minimum 13 Nos. Terminals Suitable for 4 mm² Cable And Cross Connection Poles, Internal Earth Stud with Related Fixing Accessories. |  | THIS ITEM SHALL BE DELETED OF BUILDING LIGHTING PACKAGE(6516) AND SHALL BE CONSIDERED IN AREA LIGHTING PACKAGE(6518) | JB
2136 | LIGHTING | SS-40-03 | EPSP066H4BN000810 | Start Push Button | 250V | 22 | 22 | 20 | 2 | 0 | Start Push Button, Indoor Type, IP41, 250 V, 10 A, 50 Hz, Surface Mounted, Entries Sizes ISO Thread 20 mm With 1xM20 Cable Gland And Shroud Suitable For 3x4 mm² Cu/PVC/PVC Cable. |  |  | Start
2137 | LIGHTING | SS-40-03 | EPSA063H4BN000111 | Switch | 1POLE | 5 | 5 | 5 | 0 | 0 | Switch Single Pole, 1 Way, 1 Gang, Surface Mounted, 50 Hz, 230 V AC, 1 Phase, 10 A, IP41, Indoor Type, Entries Sizes ISO Thread 25 mm with 1x M25 Cable Gland and Shroud Suitable for 3x4 mm² Cu/PVC/PVC Cable, with Internal Earthing Stud. |  |  | Switch
2138 | LIGHTING | SS-40-03 | EPSA073A6FN3T3511 | Switch | 2POLE | 2 | 2 | 2 | 0 | 0 | Switch Two Pole, 1 Way, 1 Gang, Surface Mounted, 50 Hz, 230 V AC, 1 Phase, 16 A, Exd IIC T3 Type, IP65, Cast metal, Entries Sizes ISO Thread 25 mm with 1xM25 Cable Gland and Shroud Suitable for 3x4 mm² Cu/PVC/PVC Cable, with Internal Earthing Stud. |  | for hazardous area switches should be double pole. THIS ITEM SHALL BE DELETED OF BUILDING LIGHTING PACKAGE(6516) AND SHALL BE CONSIDERED IN AREA LIGHTING PACKAGE(6518). | Switch
2139 | LIGHTING | SS-40-04 | ELLD02L06AAI5FN000 | FIXTURE | 2*36W | 72 | 72 | 61 | 11 | 0 | Fluorescent Lighting Fixture, with 2x36 W Bi-Pins Lamps, Weather Proof Type, IP55W, Metallic and Corrosion Resistant Enclosure, Outdoor Type, with Anodized Reflector and Transparent Diffuser/Bowl, Impact Resistant Polycarbonate or Equivalent Material, Wall Mounting, 230 V, 50 Hz, Electronic Ballast, High Power Factor>= 0.9, Through Wiring Double Ended (One Entry on Each Side) As Per IEC 60598-1 Figure 20-b, and 2.5 mm² Internal Wiring, Terminal Size 4 mm², Entries Sizes Iso Thread 25mm with 2xM25 Cable Gland and Shroud Suitable for 3x4 mm² Cu/PVC/PVC Cable and One Stopping Plug, Related Fixing Accessories on Wall. |  | M2 | Fluorescent
2140 | LIGHTING | SS-40-04 | ELLJ02L06AAI5FN000 | FIXTURE | 2*36W | 20 | 20 | 0 | 20 | 0 | Fluorescent Lighting Fixture, with 2x36 W Bi-Pins Lamps, Weather Proof Type, IP55W, Metallic and Corrosion Resistant Enclosure, Outdoor Type, with Anodized Reflector and Transparent Diffuser/Bowl, Impact Resistant Polycarbonate or Equivalent Material, Wall Mounting, 230 V, 50 Hz, Electronic Ballast, High Power Factor>= 0.9, Through Wiring Double Ended (One Entry on Each Side) As Per IEC 60598-1 Figure 20-b, and 2.5 mm² Internal Wiring, Terminal Size 4 mm², Entries Sizes ISO Thread 25 mm with 2xM25 Cable Gland and Shroud Suitable for 3x4 mm² Cu/PVC/PVC Cable and One Stopping Plug, Related Fixing Accessories on Wall, with Battery, Battery Charger with 30 Min Back-Up Time. |  | M2 | Fluorescent
2141 | LIGHTING | SS-40-04 | ELLC02L05BAH4BN000 | FIXTURE | 2*36W | 59 | 59 | 56 | 3 | 0 | Fluorescent Lighting Fixture, with 2x36 W Bi-Pins Lamps, Indoor Type, IP41, Metallic and Corrosion Resistant Enclosure, with Anodized Reflector and Transparent Diffuser/Bowl, Impact Resistant Polycarbonate or Equivalent Material, Surface Mounting, 230 V, 50 Hz, Electronic Ballast, High Power Factor>= 0.9, Through Wiring Double Ended (One Entry on Each Side) As Per IEC 60598-1 Figure 20-b, and 2.5 mm² Internal Wiring , Terminal Size 4 mm², Entries Sizes ISO Thread 25 mm with 2xM25 Cable Glands with Shrouds Suitable for 3x4 mm² Cu/PVC/PVC Cable and One Stopping Plug with Galvanized Ceiling Bracket, Bolts, Nuts and Washers Suitable for Fixing on Cable Tray. |  | D2 | Fluorescent
2142 | LIGHTING | SS-40-04 | ELLC02L06BAH4BN000 | FIXTURE | 2*36W | 25 | 25 | 25 | 0 | 0 | Fluorescent Lighting Fixture, with 2x36 W Bi-Pins Lamps, Indoor Type, IP41, Metallic and Corrosion Resistant Enclosure, with Anodized Reflector and Transparent Diffuser/Bowl, Impact Resistant Polycarbonate or Equivalent Material, Wall Mounting, 230 V, 50 Hz, Electronic Ballast, High Power Factor>= 0.9, Through Wiring Double Ended (One Entry on Each Side) As Per IEC 60598-1 Figure 20-b, and 2.5 mm² Internal Wiring , Terminal Size 4 mm², Entries Sizes ISO Thread 25 mm with 2xM25 Cable Glands with Shrouds Suitable for 3x4 mm² Cu/PVC/PVC Cable and One Stopping Plug with Related Fixing Accessories on Wall. |  | D2 | Fluorescent
2143 | LIGHTING | SS-40-04 | ELLC02L05BAH4BN000 | FIXTURE | 2*36W | 33 | 33 | 30 | 3 | 0 | Fluorescent Lighting Fixture, with 2x36 W Bi-Pins Lamps, Indoor Type, IP41, Metallic and Corrosion Resistant Enclosure, with Anodized Reflector and Transparent Diffuser/Bowl, Impact Resistant Polycarbonate or Equivalent Material, Ceiling Mounting, 230 V, 50 Hz, Electronic Ballast, Capacitor, High Power Factor>= 0.9, Through Wiring Double Ended (One Entry on Each Side) As Per IEC 60598-1 Figure 20-b, and 2.5 mm² Internal Wiring , Terminal Size 4 mm², Entries Sizes ISO Thread 25 mm with 2xM25 Cable Glands with Shrouds Suitable for 3x4 mm² Cu/PVC/PVC Cable and One Stopping Plug with Related Fixing Accessories on Surface. |  | D2 | Fluorescent
2144 | LIGHTING | SS-40-04 | ELLE02L05BAH4BN000 | FIXTURE | 2*36W | 22 | 22 | 20 | 2 | 0 | Fluorescent Lighting Fixture, with 2x36 W Bi-Pins Lamps, Indoor Type, IP41, Metallic and Corrosion Resistant Enclosure, with Anodized Reflector and Transparent Diffuser/Bowl, Impact Resistant Polycarbonate or Equivalent Material, Surface Mounting, 230 V, 50 Hz, Electronic Ballast, High Power Factor>= 0.9, Through Wiring Double Ended (One Entry on Each Side) As Per IEC 60598-1 Figure 20-b, and 2.5 mm² Internal Wiring , Terminal Size 4 mm², Entries Sizes ISO Thread 25 mm with 2xM25 Cable Glands with Shrouds Suitable for 3x4 mm² Cu/PVC/PVC Cable and One Stopping Plug with Galvanized Ceiling Bracket, Bolts, Nuts and Washers Suitable for Fixing on Cable Tray, with Battery, Battery Charger with 30 Min Back-Up Time. |  | D2 | Fluorescent
2145 | LIGHTING | SS-40-04 | ELLE02L05BAH4BN000 | FIXTURE | 2*36W | 10 | 10 | 8 | 2 | 0 | Fluorescent Lighting Fixture, with 2x36 W Bi-Pins Lamps, Indoor Type, IP41, Metallic and Corrosion Resistant Enclosure, with Anodized Reflector and Transparent Diffuser, Impact Resistant Polycarbonate or Equivalent Material, Ceiling Mounting, 230 V, 50 Hz, Electronic Ballast, Capacitor, High Power Factor>= 0.9, Through Wiring Double Ended (One Entry on Each Side) As Per IEC 60598-1 Figure 20-b, and 2.5 mm² Internal Wiring , Terminal Size 4 mm², Entries Sizes ISO Thread 25 mm with 2xM25 Cable Glands with Shrouds Suitable for 3x4 mm² Cu/PVC/PVC Cable and One Stopping Plug with Related Fixing Accessories on Surface, with Battery, Battery Charger with 30 Min Back-Up Time. |  | D2 | Fluorescent
2146 | LIGHTING | SS-40-04 | ELLC02L05BAA6FN3T3 | FIXTURE | 2*36W | 7 | 7 | 0 | 7 | 0 | Fluorescent Lighting Fixture, with 2x36 W Bi-Pins Lamps, Explosion Proof Exd IIC T3, IP65, Metallic and Corrosion Resistant Enclosure, Indoor Type, with Anodized Reflector and Transparent Diffuser/Bowl, Impact Resistant Polycarbonate or Equivalent Material, Surface Mounting, 230 V, 50 Hz, Electronic Ballast, High Power Factor>= 0.9, Through Wiring Double Ended (One Entry on Each Side) As Per IEC 60598-1 Figure 20-b, and 2.5 mm² Internal Wiring ,Terminal Size 4 mm², Entries Sizes ISO Thread 25 mm with 2xM25 Cable Glands and Shrouds Suitable for 3x4 mm² Cu/PVC/PVC Cable and One Stopping Plug with Galvanized Ceiling Bracket, Bolts, Nuts and Washers Suitable for Fixing on Cable Tray. |  |  | Fluorescent
2147 | LIGHTING | SS-40-04 | ELLE02L05BAA6FN3T3 | FIXTURE | 2*36W | 2 | 2 | 0 | 2 | 0 | Fluorescent Lighting Fixture, with 2x36 W Bi-Pins Lamps, Explosion Proof Exd IIC T3, IP65, Metallic and Corrosion Resistant Enclosure, Indoor Type, with Anodized Reflector and Diffuser/Bowl, Impact Resistant Polycarbonate or Equivalent Material, Surface Mounting, 230 V, 50 Hz, Electronic Ballast, High Power Factor>= 0.9, Through Wiring Double Ended (One Entry on Each Side) As Per IEC 60598-1 Figure 20-b, and 2.5 mm² Internal Wiring ,Terminal Size 4 mm², Entries Sizes ISO Thread 25 mm with 2xM25 Cable Glands and Shrouds Suitable for 3x4 mm² Cu/PVC/PVC Cable and One Stopping Plug with Galvanized Ceiling Bracket, Bolts, Nuts and Washers Suitable for Fixing on Cable Tray, with Battery, Battery Charger with 30 Min Back-Up Time. |  | THIS ITEM SHALL BE DELETED OF BUILDING LIGHTING PACKAGE(6516) and SHALL BE CONSIDERED IN AREA LIGHTING PACKAGE(6518). | Fluorescent
2148 | LIGHTING | SS-40-04 | ELLE02O06BAH4BN000 | FIXTURE | 2*12W | 6 | 0 | 0 | 0 | 6 | Fluorescent Lighting Fixture, with 2x12 W Bi-Pin Lamps, 230 V AC, 50 HZ, with Electronic Ballast, Wall Mounted, IP41, Metallic Body, with Diffuser, with Exit Sign, Entries Sizes ISO Thread 25 mm with 2xM25 Cable Glands with Shrouds Suitable for 3x4 mm² Cu/PVC/PVC Cable with 1 Stopping Plug, Through Wiring Double Ended (One Entry on Each Side) As Per IEC 60598-1 Figure 20-b, and 2.5 mm² Internal Wiring, Terminal Size 4 mm², Mounting Accessories on Wall, with Battery, Battery Charger with 30 Min Back-Up Time. |  | Exit | Fluorescent
2149 | LIGHTING | SS-40-04 | ELLE02O06BAA6FN3T3 | FIXTURE | 2*12W | 1 | 1 | 0 | 1 | 0 | Fluorescent Lighting Fixture, with 2x12 W Bi-Pin Lamps, 230 V AC, 50 HZ, with Electronic Ballast, Surface Mounted, Explosion Proof Exd IIC T3, IP65, Metallic Body, with Diffuser, with Exit Sign, Entries Sizes ISO Thread 25 mm with 2xM25 Cable Gland and Shroud Suitable for 3x4 mm² Cu/PVC/PVC Cable and One Stopping Plug, Through Wiring Double Ended (One Entry on Each Side) As Per IEC 60598-1 Figure 20-b, and 2.5 mm² Internal Wiring, Terminal Size 4 mm², Mounting Accessories on Wall, with Battery, Battery Charger with 30 Min Back-Up Time. |  | THIS ITEM SHALL BE DELETED OF BUILDING LIGHTING PACKAGE(6516) and SHALL BE CONSIDERED IN AREA LIGHTING PACKAGE(6518). | Fluorescent
2150 | LIGHTING | SS-40-04 | EPSH041I5FN000 | JUNCTION BOX | 3WAY | 58 | 58 | 46 | 12 | 0 | 3 Way Junction Box Small Pattern, Rectangular Type, Made of Copper Free Aluminum or Cast Iron, Corrosion Resistant Body, Completely with Terminals, Mounting Rails, End Plates, Marking Strips, Internal Plate with Cover, Surface Mounted, Weather Proof, IP55W, Outdoor Type, with Hole Sizes 3xM25 (1 No. on Each Side and 1 on the Bottom), with 3xM25 Cable Glands and Shrouds Suitable for 3x4(2.5) mm² Cu/PVC/PVC Cable, One Stopping Plug, Minimum 8 Nos. Terminals Suitable for 4 mm² Cable and Cross Connection Poles, Internal Earth Stud and Related Fixing Accessories. |  | 3x2.5 mm² FOR CONTROL CIRCUIT | JB
2151 | LIGHTING | SS-40-04 | EPSH041H4BN000 | JUNCTION BOX | 3WAY | 25 | 25 | 0 | 25 | 0 | 3 Way Junction Box Small Pattern, Rectangular Type, Made of Copper Free Aluminum or Cast Iron, Corrosion Resistant Body, Completely with Terminals, Mounting Rails, End Plates, Marking Strips, Internal Plate with Cover, Surface Mounted, IP41, Indoor Type, with Hole Sizes 3xM25 (1 No. on Each Side and 1 on the Bottom), with 3xM25 Cable Glands and Shrouds Suitable for 3x4(2.5) mm² Cu/PVC/PVC Cable, One Stopping Plug, Minimum 8 Nos. Terminals Suitable for 4 mm² Cable and Cross Connection Poles, Internal Earth Stud and Related Fixing Accessories. |  | 3x2.5 mm² FOR CONTROL CIRCUIT | JB
2152 | LIGHTING | SS-40-04 | EPSH041A6FN3T3 | JUNCTION BOX | 3WAY | 1 | 1 | 0 | 1 | 0 | 3 Way Junction Box, Rectangular Type, Made of Copper Free Aluminum or Cast Iron, Corrosion Resistant Body, Completely with Terminals, Mounting Rails, End Plates, Marking Strips, Internal Plate with Cover, Surface Mounted, Explosion Proof Exd IIC T3 Type, IP65, with Hole Sizes 3xM25 (1 No. on Each Side and 1 on the Bottom), with 3xM25 Cable Glands and Shrouds Suitable for 3x4(2.5) mm² Cu/PVC/PVC Cable, One Stopping Plug, Minimum 8 Nos. Terminals Suitable for 4 mm² Cable and Cross Connection Poles, Internal Earth Stud with Related Fixing Accessories. |  | 3x2.5 mm² FOR CONTROL CIRCUIT THIS ITEM SHALL BE DELETED OF BUILDING LIGHTING PACKAGE(6516) AND SHALL BE CONSIDERED IN AREA LIGHTING PACKAGE(6518). | JB
2153 | LIGHTING | SS-40-04 | EPSH04QH4BN000 | JUNCTION BOX | 4WAY | 3 | 3 | 0 | 3 | 0 | 4 Way Junction Box, Small Pattern, Rectangular Type, Made of Copper Free Aluminum or Cast Iron, Corrosion Resistant Body, Completely with Terminals, Mounting Rails, End Plates, Marking Strips, Internal Plate with Cover, Surface Mounted, IP41, Indoor Type, with Hole Sizes 4xM25 (1 No. on Each Side), with 4xM25 Cable Glands and Shrouds Suitable for 3x4 mm² Cu/PVC/PVC Cable, One Stopping Plug, Minimum 10 Nos. Terminals Suitable for 4 mm² Cable and Cross Connection Poles, Internal Earth Stud and Related Fixing Accessories. |  |  | JB
2154 | LIGHTING | SS-40-04 | EPSH04QI5FN000 | JUNCTION BOX | 4WAY | 16 | 16 | 15 | 1 | 0 | 4 Way Junction Box, Small Pattern, Rectangular Type, Made of Copper Free Aluminum or Cast Iron, Corrosion Resistant Body, Completely with Terminals, Mounting Rails, End Plates, Marking Strips, Internal Plate with Cover, Surface Mounted, Weather Proof, IP55W, Outdoor Type, with Hole Sizes 4xM25 (1 No. on Each Side), with 4xM25 Cable Glands and Shrouds Suitable for 3x4 mm² Cu/PVC/PVC Cable, One Stopping Plug, Minimum 10 Nos. Terminals Suitable for 4mm² Cable and Cross Connection Poles, Internal Earth Stud and Related Fixing Accessories. |  |  | JB
2155 | LIGHTING | SS-40-04 | EPSH04QA6FN3T3 | JUNCTION BOX | 4WAY | 3 | 3 | 0 | 3 | 0 | 4 Way Junction Box, Small Pattern, Rectangular Type, Made of Copper Free Aluminum or Cast Iron, Corrosion Resistant Body, Completely with Terminals, Mounting Rails, End Plates, Marking Strips, Internal Plate with Cover, Surface Mounted, Explosion Proof Exd IIC T3, IP65, Outdoor Type, with Hole Sizes 4xM25 (1 No. on Each Side), with 4xM25 Cable Glands and Shrouds Suitable for 3x4 mm² Cu/PVC/PVC Cable, One Stopping Plug, Minimum 10 Nos. Terminals Suitable for 4mm² Cable and Cross Connection Poles, Internal Earth Stud and Related Fixing Accessories. |  | 3x2.5 mm² FOR CONTROL CIRCUIT THIS ITEM SHALL BE DELETED OF BUILDING LIGHTING PACKAGE(6516) AND SHALL BE CONSIDERED IN AREA LIGHTING PACKAGE(6518). | JB
2156 | LIGHTING | SS-40-04 | EPSP066H4BN000810 | Start Push Button | 250V | 24 | 24 | 22 | 2 | 0 | Start Push Button, Indoor Type, IP41, 250 V, 10 A, 50 Hz, Surface Mounted, Entries Sizes ISO Thread 25 mm with 1xM25 Cable Gland and Shroud Suitable for 3x2.5 mm² Cu/PVC/PVC Cable. |  |  | Start
2157 | LIGHTING | SS-40-04 | EPSA063H4BN000111 | Switch | 1POLE | 6 | 6 | 6 | 0 | 0 | Switch Single Pole, 1 Way, 1 Gang, Surface Mounted, 50 Hz, 230 V AC, 1 Phase, 10 A, IP41, Indoor Type, Entries Sizes ISO Thread 25 mm with 1x M25 Cable Gland and Shroud Suitable for 3x4 mm² Cu/PVC/PVC Cable, with Internal Earthing Stud. |  |  | Switch
2158 | LIGHTING | SS-40-04 | EPSA073A6FN3T3511 | Switch | 2POLE | 2 | 2 | 2 | 0 | 0 | Switch Two Pole, 1 Way, 1 Gang, Surface Mounted, 50 Hz, 230 V AC, 1 Phase, 16 A, Exd IIC T3 Type, IP65, Cast metal, Entries Sizes ISO Thread 25 mm with 1xM25 Cable Gland and Shroud Suitable for 3x4 mm² Cu/PVC/PVC Cable, with Internal Earthing Stud. |  | for hazardous area switches should be double pole. THIS ITEM SHALL BE DELETED OF BUILDING LIGHTING PACKAGE(6516) AND SHALL BE CONSIDERED IN AREA LIGHTING PACKAGE(6518). | Switch
2159 | LIGHTING | SS-40-05 | ELLD02L06AAI5FN000 | FIXTURE | 2*36W | 104 | 104 | 70 | 34 | 0 | Fluorescent Lighting Fixture, with 2x36 W Bi-Pins Lamps, Weather Proof Type, IP55W, Metallic and Corrosion Resistant Enclosure, Outdoor Type, with Anodized Reflector and Transparent Diffuser/Bowl, Impact Resistant Polycarbonate or Equivalent Material, Wall Mounting, 230 V, 50 Hz, Electronic Ballast, High Power Factor>= 0.9, Through Wiring Double Ended (One Entry on Each Side) As Per IEC 60598-1 Figure 20-b, and 2.5 mm² Internal Wiring, Terminal Size 4 mm², Entries Sizes Iso Thread 25mm with 2xM25 Cable Gland and Shroud Suitable for 3x4 mm² Cu/PVC/PVC Cable and One Stopping Plug, Related Fixing Accessories on Wall. |  | M2 | Fluorescent
2160 | LIGHTING | SS-40-05 | ELLC02L05BAH4BN000 | FIXTURE | 2*36W | 68 | 68 | 64 | 4 | 0 | Fluorescent Lighting Fixture, with 2x36 W Bi-Pins Lamps, Indoor Type, IP41, Metallic and Corrosion Resistant Enclosure, with Anodized Reflector and Transparent Diffuser/Bowl, Impact Resistant Polycarbonate or Equivalent Material, Surface Mounting, 230 V, 50 Hz, Electronic Ballast, High Power Factor>= 0.9, Through Wiring Double Ended (One Entry on Each Side) As Per IEC 60598-1 Figure 20-b, and 2.5 mm² Internal Wiring , Terminal Size 4 mm², Entries Sizes ISO Thread 25 mm with 2xM25 Cable Glands with Shrouds Suitable for 3x4 mm² Cu/PVC/PVC Cable and One Stopping Plug with Galvanized Ceiling Bracket, Bolts, Nuts and Washers Suitable for Fixing on Cable Tray. |  | D2 | Fluorescent
2161 | LIGHTING | SS-40-05 | ELLC02L05BAA6FN3T3 | FIXTURE | 2*36W | 7 | 7 | 0 | 7 | 0 | Fluorescent Lighting Fixture, with 2x36 W Bi-Pins Lamps, Explosion Proof Exd IIC T3, IP65, Metallic and Corrosion Resistant Enclosure, Indoor Type, with Anodized Reflector and Transparent Diffuser/Bowl, Impact Resistant Polycarbonate or Equivalent Material, Surface Mounting, 230 V, 50 Hz, Electronic Ballast, High Power Factor>= 0.9, Through Wiring Double Ended (One Entry on Each Side) As Per IEC 60598-1 Figure 20-b, and 2.5 mm² Internal Wiring ,Terminal Size 4 mm², Entries Sizes ISO Thread 25 mm with 2xM25 Cable Glands and Shrouds Suitable for 3x4 mm² Cu/PVC/PVC Cable and One Stopping Plug with Galvanized Ceiling Bracket, Bolts, Nuts and Washers Suitable for Fixing on Cable Tray. |  |  | Fluorescent
2162 | LIGHTING | SS-40-05 | ELLE02O06BAH4BN000 | FIXTURE | 2*12W | 5 | 0 | 0 | 0 | 5 | Fluorescent Lighting Fixture, with 2x12 W Bi-Pin Lamps, 230 V AC, 50 HZ, with Electronic Ballast, Wall Mounted, IP41, Metallic Body, with Diffuser, with Exit Sign, Entries Sizes ISO Thread 25 mm with 2xM25 Cable Glands with Shrouds Suitable for 3x4 mm² Cu/PVC/PVC Cable with 1 Stopping Plug, Through Wiring Double Ended (One Entry on Each Side) As Per IEC 60598-1 Figure 20-b, and 2.5 mm² Internal Wiring, Terminal Size 4 mm², Mounting Accessories on Wall, with Battery, Battery Charger with 30 Min Back-Up Time. |  | Exit | Fluorescent
2163 | LIGHTING | SS-40-05 | ELLE02L05BAH4BN000 | FIXTURE | 2*36W | 21 | 21 | 20 | 1 | 0 | Fluorescent Lighting Fixture, with 2x36 W Bi-Pins Lamps, Indoor Type, IP41, Metallic and Corrosion Resistant Enclosure, with Anodized Reflector and Transparent Diffuser/Bowl, Impact Resistant Polycarbonate or Equivalent Material, Surface Mounting, 230 V, 50 Hz, Electronic Ballast, High Power Factor>= 0.9, Through Wiring Double Ended (One Entry on Each Side) As Per IEC 60598-1 Figure 20-b, and 2.5 mm² Internal Wiring , Terminal Size 4 mm², Entries Sizes ISO Thread 25 mm with 2xM25 Cable Glands with Shrouds Suitable for 3x4 mm² Cu/PVC/PVC Cable and One Stopping Plug with Galvanized Ceiling Bracket, Bolts, Nuts and Washers Suitable for Fixing on Cable Tray, with Battery, Battery Charger with 30 Min Back-Up Time. |  | M2 | Fluorescent
2164 | LIGHTING | SS-40-05 | ELLE02L05BAA6FN3T3 | FIXTURE | 2*36W | 4 | 4 | 0 | 4 | 0 | Fluorescent Lighting Fixture, with 2x36 W Bi-Pins Lamps, Explosion Proof Exd IIC T3, IP65, Metallic and Corrosion Resistant Enclosure, Indoor Type, with Anodized Reflector and Diffuser/Bowl, Impact Resistant Polycarbonate or Equivalent Material, Surface Mounting, 230 V, 50 Hz, Electronic Ballast, High Power Factor>= 0.9, Through Wiring Double Ended (One Entry on Each Side) As Per IEC 60598-1 Figure 20-b, and 2.5 mm² Internal Wiring ,Terminal Size 4 mm², Entries Sizes ISO Thread 25 mm with 2xM25 Cable Glands and Shrouds Suitable for 3x4 mm² Cu/PVC/PVC Cable and One Stopping Plug with Galvanized Ceiling Bracket, Bolts, Nuts and Washers Suitable for Fixing on Cable Tray, with Battery, Battery Charger with 30 Min Back-Up Time. |  | THIS ITEM SHALL BE DELETED OF BUILDING LIGHTING PACKAGE(6516) and SHALL BE CONSIDERED IN AREA LIGHTING PACKAGE(6518). | Fluorescent
2165 | LIGHTING | SS-40-05 | ELLC02L06BAH4BN000 | FIXTURE | 2*36W | 15 | 15 | 15 | 0 | 0 | Fluorescent Lighting Fixture, with 2x36 W Bi-Pins Lamps, Indoor Type, IP41, Metallic and Corrosion Resistant Enclosure, with Anodized Reflector and Transparent Diffuser/Bowl, Impact Resistant Polycarbonate or Equivalent Material, Wall Mounting, 230 V, 50 Hz, Electronic Ballast, High Power Factor>= 0.9, Through Wiring Double Ended (One Entry on Each Side) As Per IEC 60598-1 Figure 20-b, and 2.5 mm² Internal Wiring , Terminal Size 4 mm², Entries Sizes ISO Thread 25 mm with 2xM25 Cable Glands with Shrouds Suitable for 3x4 mm² Cu/PVC/PVC Cable and One Stopping Plug with Related Fixing Accessories on Wall. |  | D2 | Fluorescent
2166 | LIGHTING | SS-40-05 | ELLC02L05BAH4BN000 | FIXTURE | 2*36W | 41 | 41 | 38 | 3 | 0 | Fluorescent Lighting Fixture, with 2x36 W Bi-Pins Lamps, Indoor Type, IP41, Metallic and Corrosion Resistant Enclosure, with Anodized Reflector and Transparent Diffuser/Bowl, Impact Resistant Polycarbonate or Equivalent Material, Ceiling Mounting, 230 V, 50 Hz, Electronic Ballast, Capacitor, High Power Factor>= 0.9, Through Wiring Double Ended (One Entry on Each Side) As Per IEC 60598-1 Figure 20-b, and 2.5 mm² Internal Wiring , Terminal Size 4 mm², Entries Sizes ISO Thread 25 mm with 2xM25 Cable Glands with Shrouds Suitable for 3x4 mm² Cu/PVC/PVC Cable and One Stopping Plug with Related Fixing Accessories on Surface. |  |  | Fluorescent
2167 | LIGHTING | SS-40-05 | ELLE02O06BAA6FN3T3 | FIXTURE | 2*12W | 1 | 1 | 0 | 1 | 0 | Fluorescent Lighting Fixture, with 2x12 W Bi-Pin Lamps, 230 V AC, 50 HZ, with Electronic Ballast, Surface Mounted, Explosion Proof Exd IIC T3, IP65, Metallic Body, with Diffuser, with Exit Sign, Entries Sizes ISO Thread 25 mm with 2xM25 Cable Gland and Shroud Suitable for 3x4 mm² Cu/PVC/PVC Cable and One Stopping Plug, Through Wiring Double Ended (One Entry on Each Side) As Per IEC 60598-1 Figure 20-b, and 2.5 mm² Internal Wiring, Terminal Size 4 mm², Mounting Accessories on Wall, with Battery, Battery Charger with 30 Min Back-Up Time. |  | THIS ITEM SHALL BE DELETED OF BUILDING LIGHTING PACKAGE(6516) and SHALL BE CONSIDERED IN AREA LIGHTING PACKAGE(6518). | Fluorescent
2168 | LIGHTING | SS-40-05 | EPSH041I5FN000 | JUNCTION BOX | 3WAY | 92 | 92 | 75 | 17 | 0 | 3 Way Junction Box Small Pattern, Rectangular Type, Made of Copper Free Aluminum or Cast Iron, Corrosion Resistant Body, Completely with Terminals, Mounting Rails, End Plates, Marking Strips, Internal Plate with Cover, Surface Mounted, Weather Proof, IP55W, Outdoor Type, with Hole Sizes 3xM25 (1 No. on Each Side and 1 on the Bottom), with 3xM25 Cable Glands and Shrouds Suitable for 3x4(2.5) mm² Cu/PVC/PVC Cable, One Stopping Plug, Minimum 8 Nos. Terminals Suitable for 4 mm² Cable and Cross Connection Poles, Internal Earth Stud and Related Fixing Accessories. |  | 3x2.5 mm² FOR CONTROL CIRCUIT | JB
2169 | LIGHTING | SS-40-05 | EPSH041H4BN000 | JUNCTION BOX | 3WAY | 16 | 16 | 0 | 16 | 0 | 3 Way Junction Box Small Pattern, Rectangular Type, Made of Copper Free Aluminum or Cast Iron, Corrosion Resistant Body, Completely with Terminals, Mounting Rails, End Plates, Marking Strips, Internal Plate with Cover, Surface Mounted, IP41, Indoor Type, with Hole Sizes 3xM25 (1 No. on Each Side and 1 on the Bottom), with 3xM25 Cable Glands and Shrouds Suitable for 3x4(2.5) mm² Cu/PVC/PVC Cable, One Stopping Plug, Minimum 8 Nos. Terminals Suitable for 4 mm² Cable and Cross Connection Poles, Internal Earth Stud and Related Fixing Accessories. |  | 3x2.5 mm² FOR CONTROL CIRCUIT | JB
2170 | LIGHTING | SS-40-05 | EPSH041A6FN3T3 | JUNCTION BOX | 3WAY | 1 | 1 | 0 | 1 | 0 | 3 Way Junction Box, Rectangular Type, Made of Copper Free Aluminum or Cast Iron, Corrosion Resistant Body, Completely with Terminals, Mounting Rails, End Plates, Marking Strips, Internal Plate with Cover, Surface Mounted, Explosion Proof Exd IIC T3 Type, IP65, with Hole Sizes 3xM25 (1 No. on Each Side and 1 on the Bottom), with 3xM25 Cable Glands and Shrouds Suitable for 3x4(2.5) mm² Cu/PVC/PVC Cable, One Stopping Plug, Minimum 8 Nos. Terminals Suitable for 4 mm² Cable and Cross Connection Poles, Internal Earth Stud with Related Fixing Accessories. |  | 3x2.5 mm² FOR CONTROL CIRCUIT THIS ITEM SHALL BE DELETED OF BUILDING LIGHTING PACKAGE(6516) AND SHALL BE CONSIDERED IN AREA LIGHTING PACKAGE(6518). | JB
2171 | LIGHTING | SS-40-05 | EPSH04QH4BN000 | JUNCTION BOX | 4WAY | 3 | 3 | 0 | 3 | 0 | 4 Way Junction Box, Small Pattern, Rectangular Type, Made of Copper Free Aluminum or Cast Iron, Corrosion Resistant Body, Completely with Terminals, Mounting Rails, End Plates, Marking Strips, Internal Plate with Cover, Surface Mounted, IP41, Indoor Type, with Hole Sizes 4xM25 (1 No. on Each Side), with 4xM25 Cable Glands and Shrouds Suitable for 3x4 mm² Cu/PVC/PVC Cable, One Stopping Plug, Minimum 10 Nos. Terminals Suitable for 4 mm² Cable and Cross Connection Poles, Internal Earth Stud and Related Fixing Accessories. |  |  | JB
2172 | LIGHTING | SS-40-05 | EPSH04QI5FN000 | JUNCTION BOX | 4WAY | 8 | 8 | 4 | 4 | 0 | 4 Way Junction Box, Small Pattern, Rectangular Type, Made of Copper Free Aluminum or Cast Iron, Corrosion Resistant Body, Completely with Terminals, Mounting Rails, End Plates, Marking Strips, Internal Plate with Cover, Surface Mounted, Weather Proof, IP55W, Outdoor Type, with Hole Sizes 4xM25 (1 No. on Each Side), with 4xM25 Cable Glands and Shrouds Suitable for 3x4 mm² Cu/PVC/PVC Cable, One Stopping Plug, Minimum 10 Nos. Terminals Suitable for 4mm² Cable and Cross Connection Poles, Internal Earth Stud and Related Fixing Accessories. |  |  | JB
2173 | LIGHTING | SS-40-05 | EPSH042A6FN3T3 | JUNCTION BOX | 5WAY | 1 | 1 | 1 | 0 | 0 | 5 Way Junction Box, Rectangular Type, Made of Copper Free Aluminum or Cast Iron, Corrosion Resistant Body, Completely with Terminals, Mounting Rails, End Plates, Marking Strips, Internal Plate with Cove, Surface Mounted, Explosion Proof Exd IIC T3 Type, IP65, with Hole Sizes 5xM25 (1 No. on the Bottom, 2 No. on Each Side), with 5xM25 Cable Glands And Shrouds Suitable for 3x4 mm² Cu/PVC/PVC Cable, One Stopping Plug, Minimum 13 Nos. Terminals Suitable for 4 mm² Cable And Cross Connection Poles, Internal Earth Stud with Related Fixing Accessories. |  | THIS ITEM SHALL BE DELETED OF BUILDING LIGHTING PACKAGE(6516) AND SHALL BE CONSIDERED IN AREA LIGHTING PACKAGE(6518). | JB
2174 | LIGHTING | SS-40-05 | EPSP066H4BN000810 | Start Push Button | 250V | 22 | 22 | 20 | 2 | 0 | Start Push Button, Indoor Type, IP41, 250 V, 10 A, 50 Hz, Surface Mounted, Entries Sizes ISO Thread 20 mm With 1xM20 Cable Gland And Shroud Suitable For 3x4 mm² Cu/PVC/PVC Cable. |  |  | Start
2175 | LIGHTING | SS-40-05 | EPSA063H4BN000111 | Switch | 1POLE | 3 | 3 | 3 | 0 | 0 | Switch Single Pole, 1 Way, 1 Gang, Surface Mounted, 50 Hz, 230 V AC, 1 Phase, 10 A, IP41, Indoor Type, Entries Sizes ISO Thread 25 mm with 1x M25 Cable Gland and Shroud Suitable for 3x4 mm² Cu/PVC/PVC Cable, with Internal Earthing Stud. |  |  | Switch
2176 | LIGHTING | SS-40-05 | EPSA073A6FN3T3511 | Switch | 2POLE | 2 | 2 | 1 | 1 | 0 | Switch Two Pole, 1 Way, 1 Gang, Surface Mounted, 50 Hz, 230 V AC, 1 Phase, 16 A, Exd IIC T3 Type, IP65, Cast metal, Entries Sizes ISO Thread 25 mm with 1xM25 Cable Gland and Shroud Suitable for 3x4 mm² Cu/PVC/PVC Cable, with Internal Earthing Stud. |  | for hazardous area switches should be double pole. THIS ITEM SHALL BE DELETED OF BUILDING LIGHTING PACKAGE(6516) AND SHALL BE CONSIDERED IN AREA LIGHTING PACKAGE(6518). | Switch
2177 | LIGHTING | SS-40-05 | EPSA063H4BN000512 | Switch | 2POLE | 2 | 2 | 0 | 2 | 0 | Switch Two Pole, 1 Way, 2 Gang, Surface Mounted, 50 Hz, 230 V AC, 1 Phase, 10 A, IP41, Indoor Type, Entries Sizes ISO Thread 25 mm with 1xM25 Cable Gland and Shroud Suitable for 3x4 mm² Cu/PVC/PVC Cable, with Internal Earthing Stud. |  |  | Switch
2178 | LIGHTING | SS-40-09 | ELLD02L06AAI5FN000 | FIXTURE | 2*36W | 108 | 108 | 76 | 32 | 0 | Fluorescent Lighting Fixture, with 2x36 W Bi-Pins Lamps, Weather Proof Type, IP55W, Metallic and Corrosion Resistant Enclosure, Outdoor Type, with Anodized Reflector and Transparent Diffuser/Bowl, Impact Resistant Polycarbonate or Equivalent Material, Wall Mounting, 230 V, 50 Hz, Electronic Ballast, High Power Factor>= 0.9, Through Wiring Double Ended (One Entry on Each Side) As Per IEC 60598-1 Figure 20-b, and 2.5 mm² Internal Wiring, Terminal Size 4 mm², Entries Sizes Iso Thread 25mm with 2xM25 Cable Gland and Shroud Suitable for 3x4 mm² Cu/PVC/PVC Cable and One Stopping Plug, Related Fixing Accessories on Wall. |  | M2 | Fluorescent
2179 | LIGHTING | SS-40-09 | ELLC02L05BAH4BN000 | FIXTURE | 2*36W | 68 | 68 | 68 | 0 | 0 | Fluorescent Lighting Fixture, with 2x36 W Bi-Pins Lamps, Indoor Type, IP41, Metallic and Corrosion Resistant Enclosure, with Anodized Reflector and Transparent Diffuser/Bowl, Impact Resistant Polycarbonate or Equivalent Material, Surface Mounting, 230 V, 50 Hz, Electronic Ballast, High Power Factor>= 0.9, Through Wiring Double Ended (One Entry on Each Side) As Per IEC 60598-1 Figure 20-b, and 2.5 mm² Internal Wiring , Terminal Size 4 mm², Entries Sizes ISO Thread 25 mm with 2xM25 Cable Glands with Shrouds Suitable for 3x4 mm² Cu/PVC/PVC Cable and One Stopping Plug with Galvanized Ceiling Bracket, Bolts, Nuts and Washers Suitable for Fixing on Cable Tray. |  | D2 | Fluorescent
2180 | LIGHTING | SS-40-09 | ELLC02L05BAA6FN3T3 | FIXTURE | 2*36W | 7 | 7 | 6 | 1 | 0 | Fluorescent Lighting Fixture, with 2x36 W Bi-Pins Lamps, Explosion Proof Exd IIC T3, IP65, Metallic and Corrosion Resistant Enclosure, Indoor Type, with Anodized Reflector and Transparent Diffuser/Bowl, Impact Resistant Polycarbonate or Equivalent Material, Surface Mounting, 230 V, 50 Hz, Electronic Ballast, High Power Factor>= 0.9, Through Wiring Double Ended (One Entry on Each Side) As Per IEC 60598-1 Figure 20-b, and 2.5 mm² Internal Wiring ,Terminal Size 4 mm², Entries Sizes ISO Thread 25 mm with 2xM25 Cable Glands and Shrouds Suitable for 3x4 mm² Cu/PVC/PVC Cable and One Stopping Plug with Galvanized Ceiling Bracket, Bolts, Nuts and Washers Suitable for Fixing on Cable Tray. |  |  | Fluorescent
2181 | LIGHTING | SS-40-09 | ELLE02O06BAH4BN000 | FIXTURE | 2*12W | 6 | 0 | 0 | 0 | 6 | Fluorescent Lighting Fixture, with 2x12 W Bi-Pin Lamps, 230 V AC, 50 HZ, with Electronic Ballast, Wall Mounted, IP41, Metallic Body, with Diffuser, with Exit Sign, Entries Sizes ISO Thread 25 mm with 2xM25 Cable Glands with Shrouds Suitable for 3x4 mm² Cu/PVC/PVC Cable with 1 Stopping Plug, Through Wiring Double Ended (One Entry on Each Side) As Per IEC 60598-1 Figure 20-b, and 2.5 mm² Internal Wiring, Terminal Size 4 mm², Mounting Accessories on Wall, with Battery, Battery Charger with 30 Min Back-Up Time. |  | Exit | Fluorescent
2182 | LIGHTING | SS-40-09 | ELLE02L05BAH4BN000 | FIXTURE | 2*36W | 21 | 21 | 20 | 1 | 0 | Fluorescent Lighting Fixture, with 2x36 W Bi-Pins Lamps, Indoor Type, IP41, Metallic and Corrosion Resistant Enclosure, with Anodized Reflector and Transparent Diffuser/Bowl, Impact Resistant Polycarbonate or Equivalent Material, Surface Mounting, 230 V, 50 Hz, Electronic Ballast, High Power Factor>= 0.9, Through Wiring Double Ended (One Entry on Each Side) As Per IEC 60598-1 Figure 20-b, and 2.5 mm² Internal Wiring , Terminal Size 4 mm², Entries Sizes ISO Thread 25 mm with 2xM25 Cable Glands with Shrouds Suitable for 3x4 mm² Cu/PVC/PVC Cable and One Stopping Plug with Galvanized Ceiling Bracket, Bolts, Nuts and Washers Suitable for Fixing on Cable Tray, with Battery, Battery Charger with 30 Min Back-Up Time. |  | M2 | Fluorescent
2183 | LIGHTING | SS-40-09 | ELLE02L05BAA6FN3T3 | FIXTURE | 2*36W | 4 | 4 | 3 | 1 | 0 | Fluorescent Lighting Fixture, with 2x36 W Bi-Pins Lamps, Explosion Proof Exd IIC T3, IP65, Metallic and Corrosion Resistant Enclosure, Indoor Type, with Anodized Reflector and Diffuser/Bowl, Impact Resistant Polycarbonate or Equivalent Material, Surface Mounting, 230 V, 50 Hz, Electronic Ballast, High Power Factor>= 0.9, Through Wiring Double Ended (One Entry on Each Side) As Per IEC 60598-1 Figure 20-b, and 2.5 mm² Internal Wiring ,Terminal Size 4 mm², Entries Sizes ISO Thread 25 mm with 2xM25 Cable Glands and Shrouds Suitable for 3x4 mm² Cu/PVC/PVC Cable and One Stopping Plug with Galvanized Ceiling Bracket, Bolts, Nuts and Washers Suitable for Fixing on Cable Tray, with Battery, Battery Charger with 30 Min Back-Up Time. |  | THIS ITEM SHALL BE DELETED OF BUILDING LIGHTING PACKAGE(6516) and SHALL BE CONSIDERED IN AREA LIGHTING PACKAGE(6518). | Fluorescent
2184 | LIGHTING | SS-40-09 | ELLC02L05BAH4BN000 | FIXTURE | 2*36W | 41 | 41 | 34 | 7 | 0 | Fluorescent Lighting Fixture, with 2x36 W Bi-Pins Lamps, Indoor Type, IP41, Metallic and Corrosion Resistant Enclosure, with Anodized Reflector and Transparent Diffuser/Bowl, Impact Resistant Polycarbonate or Equivalent Material, Ceiling Mounting, 230 V, 50 Hz, Electronic Ballast, Capacitor, High Power Factor>= 0.9, Through Wiring Double Ended (One Entry on Each Side) As Per IEC 60598-1 Figure 20-b, and 2.5 mm² Internal Wiring , Terminal Size 4 mm², Entries Sizes ISO Thread 25 mm with 2xM25 Cable Glands with Shrouds Suitable for 3x4 mm² Cu/PVC/PVC Cable and One Stopping Plug with Related Fixing Accessories on Surface. |  | D2 | Fluorescent
2185 | LIGHTING | SS-40-09 | ELLC02L06BAH4BN000 | FIXTURE | 2*36W | 15 | 15 | 15 | 0 | 0 | Fluorescent Lighting Fixture, with 2x36 W Bi-Pins Lamps, Indoor Type, IP41, Metallic and Corrosion Resistant Enclosure, with Anodized Reflector and Transparent Diffuser/Bowl, Impact Resistant Polycarbonate or Equivalent Material, Wall Mounting, 230 V, 50 Hz, Electronic Ballast, High Power Factor>= 0.9, Through Wiring Double Ended (One Entry on Each Side) As Per IEC 60598-1 Figure 20-b, and 2.5 mm² Internal Wiring , Terminal Size 4 mm², Entries Sizes ISO Thread 25 mm with 2xM25 Cable Glands with Shrouds Suitable for 3x4 mm² Cu/PVC/PVC Cable and One Stopping Plug with Related Fixing Accessories on Wall. |  | D2 | Fluorescent
2186 | LIGHTING | SS-40-09 | ELLE02O06BAA6FN3T3 | FIXTURE | 2*12W | 1 | 1 | 0 | 1 | 0 | Fluorescent Lighting Fixture, with 2x12 W Bi-Pin Lamps, 230 V AC, 50 HZ, with Electronic Ballast, Surface Mounted, Explosion Proof Exd IIC T3, IP65, Metallic Body, with Diffuser, with Exit Sign, Entries Sizes ISO Thread 25 mm with 2xM25 Cable Gland and Shroud Suitable for 3x4 mm² Cu/PVC/PVC Cable and One Stopping Plug, Through Wiring Double Ended (One Entry on Each Side) As Per IEC 60598-1 Figure 20-b, and 2.5 mm² Internal Wiring, Terminal Size 4 mm², Mounting Accessories on Wall, with Battery, Battery Charger with 30 Min Back-Up Time. |  | THIS ITEM SHALL BE DELETED OF BUILDING LIGHTING PACKAGE(6516) and SHALL BE CONSIDERED IN AREA LIGHTING PACKAGE(6518). | Fluorescent
2187 | LIGHTING | SS-40-09 | EPSH041I5FN000 | JUNCTION BOX | 3WAY | 97 | 97 | 80 | 17 | 0 | 3 Way Junction Box Small Pattern, Rectangular Type, Made of Copper Free Aluminum or Cast Iron, Corrosion Resistant Body, Completely with Terminals, Mounting Rails, End Plates, Marking Strips, Internal Plate with Cover, Surface Mounted, Weather Proof, IP55W, Outdoor Type, with Hole Sizes 3xM25 (1 No. on Each Side and 1 on the Bottom), with 3xM25 Cable Glands and Shrouds Suitable for 3x4(2.5) mm² Cu/PVC/PVC Cable, One Stopping Plug, Minimum 8 Nos. Terminals Suitable for 4 mm² Cable and Cross Connection Poles, Internal Earth Stud and Related Fixing Accessories. |  | 3x2.5 mm² FOR CONTROL CIRCUIT | JB
2188 | LIGHTING | SS-40-09 | EPSH041H4BN000 | JUNCTION BOX | 3WAY | 30 | 30 | 0 | 30 | 0 | 3 Way Junction Box Small Pattern, Rectangular Type, Made of Copper Free Aluminum or Cast Iron, Corrosion Resistant Body, Completely with Terminals, Mounting Rails, End Plates, Marking Strips, Internal Plate with Cover, Surface Mounted, IP41, Indoor Type, with Hole Sizes 3xM25 (1 No. on Each Side and 1 on the Bottom), with 3xM25 Cable Glands and Shrouds Suitable for 3x4(2.5) mm² Cu/PVC/PVC Cable, One Stopping Plug, Minimum 8 Nos. Terminals Suitable for 4 mm² Cable and Cross Connection Poles, Internal Earth Stud and Related Fixing Accessories. |  | 3x2.5 mm² FOR CONTROL CIRCUIT | JB
2189 | LIGHTING | SS-40-09 | EPSH04QH4BN000 | JUNCTION BOX | 4WAY | 5 | 5 | 0 | 5 | 0 | 4 Way Junction Box, Small Pattern, Rectangular Type, Made of Copper Free Aluminum or Cast Iron, Corrosion Resistant Body, Completely with Terminals, Mounting Rails, End Plates, Marking Strips, Internal Plate with Cover, Surface Mounted, IP41, Indoor Type, with Hole Sizes 4xM25 (1 No. on Each Side), with 4xM25 Cable Glands and Shrouds Suitable for 3x4 mm² Cu/PVC/PVC Cable, One Stopping Plug, Minimum 10 Nos. Terminals Suitable for 4 mm² Cable and Cross Connection Poles, Internal Earth Stud and Related Fixing Accessories. |  |  | JB
2190 | LIGHTING | SS-40-09 | EPSH04QI5FN000 | JUNCTION BOX | 4WAY | 4 | 4 | 4 | 0 | 0 | 4 Way Junction Box, Small Pattern, Rectangular Type, Made of Copper Free Aluminum or Cast Iron, Corrosion Resistant Body, Completely with Terminals, Mounting Rails, End Plates, Marking Strips, Internal Plate with Cover, Surface Mounted, Weather Proof, IP55W, Outdoor Type, with Hole Sizes 4xM25 (1 No. on Each Side), with 4xM25 Cable Glands and Shrouds Suitable for 3x4 mm² Cu/PVC/PVC Cable, One Stopping Plug, Minimum 10 Nos. Terminals Suitable for 4mm² Cable and Cross Connection Poles, Internal Earth Stud and Related Fixing Accessories. |  |  | JB
2191 | LIGHTING | SS-40-09 | EPSH042A6FN3T3 | JUNCTION BOX | 5WAY | 1 | 1 | 1 | 0 | 0 | 5 Way Junction Box, Rectangular Type, Made of Copper Free Aluminum or Cast Iron, Corrosion Resistant Body, Completely with Terminals, Mounting Rails, End Plates, Marking Strips, Internal Plate with Cove, Surface Mounted, Explosion Proof Exd IIC T3 Type, IP65, with Hole Sizes 5xM25 (1 No. on the Bottom, 2 No. on Each Side), with 5xM25 Cable Glands And Shrouds Suitable for 3x4 mm² Cu/PVC/PVC Cable, One Stopping Plug, Minimum 13 Nos. Terminals Suitable for 4 mm² Cable And Cross Connection Poles, Internal Earth Stud with Related Fixing Accessories. |  | THIS ITEM SHALL BE DELETED OF BUILDING LIGHTING PACKAGE(6516) AND SHALL BE CONSIDERED IN AREA LIGHTING PACKAGE(6518). | JB
2192 | LIGHTING | SS-40-09 | EPSP066H4BN000810 | Start Push Button | 250V | 21 | 21 | 20 | 1 | 0 | Start Push Button, Indoor Type, IP41, 250 V, 10 A, 50 Hz, Surface Mounted, Entries Sizes ISO Thread 20 mm With 1xM20 Cable Gland And Shroud Suitable For 3x4 mm² Cu/PVC/PVC Cable. |  |  | Start
2193 | LIGHTING | SS-40-09 | EPSA063H4BN000111 | Switch | 1POLE | 3 | 3 | 3 | 0 | 0 | Switch Single Pole, 1 Way, 1 Gang, Surface Mounted, 50 Hz, 230 V AC, 1 Phase, 10 A, IP41, Indoor Type, Entries Sizes ISO Thread 25 mm with 1x M25 Cable Gland and Shroud Suitable for 3x4 mm² Cu/PVC/PVC Cable, with Internal Earthing Stud. |  |  | Switch
2194 | LIGHTING | SS-40-09 | EPSA073A6FN3T3511 | Switch | 2POLE | 1 | 1 | 1 | 0 | 0 | Switch Two Pole, 1 Way, 1 Gang, Surface Mounted, 50 Hz, 230 V AC, 1 Phase, 16 A, Exd IIC T3 Type, IP65, Cast metal, Entries Sizes ISO Thread 25 mm with 1xM25 Cable Gland and Shroud Suitable for 3x4 mm² Cu/PVC/PVC Cable, with Internal Earthing Stud. |  | for hazardous area switches should be double pole. THIS ITEM SHALL BE DELETED OF BUILDING LIGHTING PACKAGE(6516) AND SHALL BE CONSIDERED IN AREA LIGHTING PACKAGE(6518). | Switch
2195 | LIGHTING | SS-40-09 | EPSA063H4BN000512 | Switch | 2POLE | 2 | 2 | 0 | 2 | 0 | Switch Two Pole, 1 Way, 2 Gang, Surface Mounted, 50 Hz, 230 V AC, 1 Phase, 10 A, IP41, Indoor Type, Entries Sizes ISO Thread 25 mm with 1xM25 Cable Gland and Shroud Suitable for 3x4 mm² Cu/PVC/PVC Cable, with Internal Earthing Stud. |  |  | Switch
2196 | LIGHTING POLE | 20 | EBPFA4ED | Flood Lighting | 12 meter | 8 | 8 | 0 | 8 | 0 | Flood Lighting Pole, 12 meter Height, Round Tapered Or Hexagonal Pole, Minimum Thickness 3mm, Top Basket Suitable For 4 Nos. Metal Halide 1x400w Flood Lighting Fixtures, Hot Dipped Galvanized Steel (Galvanized After Complete Fabrication (Cutting, Bending, Welding, Etc.) With Base Plate, Anchor Bolts And Washers, Average Thickness 75 Micron As Per ASTM A123, Complete With Ladder, Platform, All Accessories Suitable For Fixing Junction Box, As Per Typical Drawing For Lighting Installation Details "Category 6300" Drawing No. "1071-00-ED-EL-SD-6317". The Overall & Foundation Calculation & Design Shall Be Done Based On Site Conditions.
2197 | LIGHTING POLE | 20 | EBPAA6NA | Self-Stand | 2.4 M | 3 | 3 | 0 | 3 | 0 | Lighting Pole, Self Stand Type On Grade, Suitable For Fluorescent Lighting Fixture 2x36W, 2.4 m Height, Tubular Steel (With Size 2"), Hot Dipped Galvanized, Galvanized After Complete Fabrication (Cutting, Bending, Welding, Etc.) With Base Plate, Anchor Bolts And Washers, Average Thickness 75 Micron As Per ASTM A123, Suitable For Installation On Ground With Base Plate, Supports For Junction Box, Complete With Curved Upper Pipe (With Size 1½") And All Fixing Accessories, As Per Typical Drawing For Lighting Installation Details "Category 6300", Drawing No. "1071-00-ED-EL-SD-6347". The Overall & Foundation Calculation & Design Shall Be Done Base On Site Condition.
2198 | LIGHTING POLE | 20 | EBPAC6BA | Platform | 2 M | 19 | 0 | 0 | 0 | 19 | Lighting Pole, Platform Mounted (Stand Type), Suitable For Fluorescent Lighting Fixture 2x18W, 2 m Height, Tubular Steel (With Size 1½"), Hot Dipped Galvanized, Galvanized After Complete Fabrication (Cutting, Bending, Welding, Etc.), Average Thickness 75 Micron As Per ASTM A123, Suitable For Installation On The Platform & Steel Structure, Complete With Curved Upper Pipe (With Size 1½"), and All Fixing Accessories, As Per Typical Drawing For Lighting Installation Details "Category 6300", Drawing No. "1071-00-ED-EL-SD-6308_sheet 1". The Overall & Foundation Calculation & Design Shall Be Done Base On Site Condition.
2199 | LIGHTING POLE | 35 | EBPAC6BA | Platform | 2 M | 28 | 28 | 27 | 1 | 0 | Lighting Pole, Platform mounted (Stand Type), suitable for Fluorescent Lighting Fixture 2x18W, 2 m Height, Tubular Steel, Hot dipped galvanized, Galvanized After Complete Fabrication (Cutting, Bending, Welding, etc.), Average thickness 75 Micron as per ASTM A123, Suitable for Installation on the Platform & Steel Structure, Complete with Curved Upper Pipe and all fixing accessories, As per Typical Drawing for Lighting Installation Details "Category 6300", drawing No. "1071-00-ED-EL-SD-6308, Sheet 1 of 2". The Overall & Foundation Calculation & Design shall be done base on Site Condition.
2200 | LIGHTING POLE | 35 | EBPAA9NA | Self-Stand | 2.4 M | 4 | 4 | 4 | 0 | 0 | Lighting Pole, Self Stand Type On Grade, Suitable For Fluorescent Lighting Fixture 2x36W, 2.4 m Height, Tubular Steel (With Size 2"), Hot Dipped Galvanized, Galvanized After Complete Fabrication (Cutting, Bending, Welding, Etc.) With Base Plate, Anchor Bolts And Washers, Average Thickness 75 Micron As Per ASTM A123, Suitable For Installation On Ground With Base Plate, Supports For Junction Box, Complete With Curved Upper Pipe (With Size 1½") And All Fixing Accessories, As Per Typical Drawing For Lighting Installation Details "Category 6300", Drawing No. "1071-00-ED-EL-SD-6347". The Overall & Foundation Calculation & Design Shall Be Done Base On Site Condition.
2201 | LIGHTING POLE | 41 | EBPWB9PA | Bracket | 0.5 M | 18 | 18 | 16 | 2 | 0 | Lighting Pole, Bracket Mounted, Suitable for Fluorescent Lighting Fixture 2x36W, 0.5 m Height, Tubular Steel, Hot Dipped Galvanized, Galvanized After Complete Fabrication (Cutting, Bending, Welding, Etc.), Average Thickness 75 Micron As Per ASTM A123, Suitable For Installation On The Pipe Rack, Complete With Curved Upper Pipe (With Size 1½") And All Fixing Accessories, As Per Typical Drawing For Lighting Installation Details "Category 6300", Drawing No. "1071-00-ED-EL-SD-6342". The Overall & Foundation Calculation & Design Shall Be Done Base On Site Condition.
2202 | LIGHTING POLE | 41 | EBPFA3ED | Flood Lighting | 12 meter | 3 | 3 | 3 | 0 | 0 | Flood Lighting Pole, 12 meter Height, Round Tapered Or Hexagonal Pole, Minimum Thickness 3mm, Top Basket Suitable For 3 Nos. Metal Halide 1x400w Flood Lighting Fixtures, Hot Dipped Galvanized Steel, Galvanized After Complete Fabrication (Cutting, Bending, Welding, Etc.) With Base Plate, Anchor Bolts And Washers, Average Thickness 75 Micron As Per ASTM A123, Complete With Ladder, Platform, All Accessories Suitable For Fixing Junction Box, As per Typical Drawing for Lighting Installation Details "Category 6300" drawing No. "1071-00-ED-EL-SD-6317". The Overall & Foundation Calculation & Design Shall Be Done Based On Site Conditions.
2203 | LIGHTING POLE | 41 | EBPAC6BA | Platform | 2 M | 109 | 109 | 7 | 102 | 0 | Lighting Pole, Platform mounted (Stand Type), suitable for Fluorescent Lighting Fixture 2x18W, 2 m Height, Tubular Steel (With Size 1½"), Hot dipped galvanized, Galvanized After Complete Fabrication (Cutting, Bending, Welding, etc.), Average thickness 75 Micron as per ASTM A123, Suitable for Installation on the Platform & Steel Structure, Complete with Curved Upper Pipe (With Size 1½"), and all fixing accessories, As per Typical Drawing for Lighting Installation Details "Category 6300", drawing No. "1071-00-ED-EL-SD-6308, Sheet 1". The Overall & Foundation Calculation & Design Shall Be Done Base On Site Condition.
2204 | LIGHTING POLE | 42 | EBPFA3ED | Flood Lighting | 12 meter | 3 | 3 | 3 | 0 | 0 | Flood Lighting Pole, 12 meter Height, Round Tapered Or Hexagonal Pole, Minimum Thickness 3mm, Top Basket Suitable For 3 Nos. Metal Halide 1x400w Flood Lighting Fixtures, Hot Dipped Galvanized Steel, Galvanized After Complete Fabrication (Cutting, Bending, Welding, Etc.) With Base Plate, Anchor Bolts And Washers, Average Thickness 75 Micron As Per ASTM A123, Complete With Ladder, Platform, All Accessories Suitable For Fixing Junction Box, As per Typical Drawing for Lighting Installation Details "Category 6300" drawing No. "1071-00-ED-EL-SD-6317". The Overall & Foundation Calculation & Design Shall Be Done Based On Site Conditions.
2205 | LIGHTING POLE | 42 | EBPAC6BA | Platform | 2 M | 32 | 32 | 12 | 20 | 0 | Lighting Pole, Platform mounted (Stand Type), suitable for Fluorescent Lighting Fixture 2x18W, 2 m Height, Tubular Steel, Hot dipped galvanized, Galvanized After Complete Fabrication (Cutting, Bending, Welding, etc.), Average thickness 75 Micron as per ASTM A123, Suitable for Installation on the Platform & Steel Structure, Complete with Curved Upper Pipe and all fixing accessories, As per Typical Drawing for Lighting Installation Details "Category 6300", drawing No. "1071-00-ED-EL-SD-6308, Sheet 1 of 2". The Overall & Foundation Calculation & Design shall be done base on Site Condition.
2206 | LIGHTING POLE | 42 | EBPAA9NA | Self-Stand | 2.4 M | 5 | 5 | 4 | 1 | 0 | Lighting Pole, Self Stand Type On Grade, Suitable For Fluorescent Lighting Fixture 2x36W, 2.4 m Height, Tubular Steel (With Size 2"), Hot Dipped Galvanized, Galvanized After Complete Fabrication (Cutting, Bending, Welding, Etc.) With Base Plate, Anchor Bolts And Washers, Average Thickness 75 Micron As Per ASTM A123, Suitable For Installation On Ground With Base Plate, Supports For Junction Box, Complete With Curved Upper Pipe (With Size 1½") And All Fixing Accessories, As Per Typical Drawing For Lighting Installation Details "Category 6300", Drawing No. "1071-00-ED-EL-SD-6347". The Overall & Foundation Calculation & Design Shall Be Done Base On Site Condition.
2207 | LIGHTING POLE | 43 | EBPWB9PA | Bracket | 0.5 M | 2 | 2 | 2 | 0 | 0 | Lighting Pole, Bracket Mounted, Suitable for Fluorescent Lighting Fixture 2x36W, 0.5 m Height, Tubular Steel, Hot Dipped Galvanized, Galvanized After Complete Fabrication (Cutting, Bending, Welding, Etc.), Average Thickness 75 Micron As Per ASTM A123, Suitable For Installation On The Pipe Rack, Complete With Curved Upper Pipe (With Size 1½") And All Fixing Accessories, As Per Typical Drawing For Lighting Installation Details "Category 6300", Drawing No. "1071-00-ED-EL-SD-6342". The Overall & Foundation Calculation & Design Shall Be Done Base On Site Condition.
2208 | LIGHTING POLE | 43 | EBPFA2ED | Flood Lighting | 12 meter | 1 | 1 | 1 | 0 | 0 | Flood Lighting Pole, 12 meter Height, Round Tapered Or Hexagonal Pole, Minimum Thickness 3mm, Top Basket Suitable For 2 Nos. Metal Halide 1x400w Flood Lighting Fixtures, Hot Dipped Galvanized Steel, Galvanized After Complete Fabrication (Cutting, Bending, Welding, Etc.) With Base Plate, Anchor Bolts And Washers, Average Thickness 75 Micron As Per ASTM A123, Complete With Ladder, Platform, All Accessories Suitable For Fixing Junction Box, As per Typical Drawing for Lighting Installation Details "Category 6300" drawing No. "1071-00-ED-EL-SD-6317". The Overall & Foundation Calculation & Design Shall Be Done Based On Site Conditions.
2209 | LIGHTING POLE | 43 | EBPAC6BA | Platform | 2 M | 28 | 28 | 28 | 0 | 0 | Lighting Pole, Platform mounted (Stand Type), suitable for Fluorescent Lighting Fixture 2x18W, 2 m Height, Tubular Steel (With Size 1½"), Hot dipped galvanized, Galvanized After Complete Fabrication (Cutting, Bending, Welding, etc.), Average thickness 75 Micron as per ASTM A123, Suitable for Installation on the Platform & Steel Structure, Complete with Curved Upper Pipe (With Size 1½"), and all fixing accessories, As per Typical Drawing for Lighting Installation Details "Category 6300", drawing No. "1071-00-ED-EL-SD-6308, Sheet 1". The Overall & Foundation Calculation & Design Shall Be Done Base On Site Condition.
2210 | LIGHTING POLE | 44 | EBPFA3ED | Flood Lighting | 12 meter | 1 | 1 | 1 | 0 | 0 | Flood Lighting Pole, 12 meter Height, Round Tapered Or Hexagonal Pole, Minimum Thickness 3mm, Top Basket Suitable For 3 Nos. Metal Halide 1x400w Flood Lighting Fixtures, Hot Dipped Galvanized Steel, Galvanized After Complete Fabrication (Cutting, Bending, Welding, Etc.) With Base Plate, Anchor Bolts And Washers, Average Thickness 75 Micron As Per ASTM A123, Complete With Ladder, Platform, All Accessories Suitable For Fixing Junction Box, As per Typical Drawing for Lighting Installation Details "Category 6300" drawing No. "1071-00-ED-EL-SD-6317". The Overall & Foundation Calculation & Design Shall Be Done Based On Site Conditions.
2211 | LIGHTING POLE | 44 | EBPFA2ED | Flood Lighting | 12 meter | 1 | 1 | 1 | 0 | 0 | Flood Lighting Pole, 12 meter Height, Round Tapered Or Hexagonal Pole, Minimum Thickness 3mm, Top Basket Suitable For 2 Nos. Metal Halide 1x400w Flood Lighting Fixtures, Hot Dipped Galvanized Steel, Galvanized After Complete Fabrication (Cutting, Bending, Welding, Etc.) With Base Plate, Anchor Bolts And Washers, Average Thickness 75 Micron As Per ASTM A123, Complete With Ladder, Platform, All Accessories Suitable For Fixing Junction Box, As per Typical Drawing for Lighting Installation Details "Category 6300" drawing No. "1071-00-ED-EL-SD-6317". The Overall & Foundation Calculation & Design Shall Be Done Based On Site Conditions.
2212 | LIGHTING POLE | 44 | EBPAC6BA | Platform | 2 M | 25 | 25 | 25 | 0 | 0 | Lighting Pole, Platform mounted (Stand Type), suitable for Fluorescent Lighting Fixture 2x18W, 2 m Height, Tubular Steel (With Size 1½"), Hot dipped galvanized, Galvanized After Complete Fabrication (Cutting, Bending, Welding, etc.), Average thickness 75 Micron as per ASTM A123, Suitable for Installation on the Platform & Steel Structure, Complete with Curved Upper Pipe (With Size 1½"), and all fixing accessories, As per Typical Drawing for Lighting Installation Details "Category 6300", drawing No. "1071-00-ED-EL-SD-6308, Sheet 1". The Overall & Foundation Calculation & Design Shall Be Done Base On Site Condition.
2213 | LIGHTING POLE | 50 | EBPWB7PA | Bracket Mounted | 0.5 M | 17 | 12 | 3 | 9 | 5 | Lighting Pole, Bracket Mounted, Suitable for Street Lighting Fixture HPMV 1x250W, 0.5 m Height, Tubular Steel, Hot Dipped Galvanized, Galvanized After Complete Fabrication (Cutting, Bending, Welding, Etc.), Average Thickness 75 Micron As Per ASTM A123, Suitable For Installation On The Pipe Rack, Complete With Suitable Curved Upper Pipe (Size by Vendor) And All Fixing Accessories, As Per Typical Drawing For Lighting Installation Details "Category 6300", Drawing No. "1071-00-ED-EL-SD-6342". The Overall Calculation & Design Shall Be Done Base On Site Condition. |  | مطابق Shortage اضاف شده است
2214 | LIGHTING POLE | 50 | EBPSA7DA | Street lighting | 9 M | 223 | 213 | 189 | 24 | 10 | Street lighting pole, 9 meter height, Round tapered or hexagonal pole, Minimum thickness 3mm, Suitable for mounting 1x250W HPMV lighting fixtures, Hot dipped galvanized steel, Galvanized After Complete Fabrication (Cutting, Bending, Welding, etc.) with base plate, anchor bolts and washers, Average thickness 75 Micron as per ASTM A123, Complete with all accessories suitable for fixing Junction Box, As per Typical Drawing for Lighting Installation Details "Category 6300" drawing No. "1071-00-ED-EL-SD-6309". The Overall & Foundation Calculation & Design shall be done based on Site Conditions. |  | مطابق Shortage اضاف شده است
2215 | LIGHTING POLE | 51 | EBPWB6PA | Bracket | 0.5 M | 300 | 300 | 100 | 200 | 0 | Lighting Pole, Bracket Mounted, Suitable for Fluorescent Lighting Fixture 2x18W, 0.5 m Height, Tubular Steel, Hot Dipped Galvanized, Galvanized After Complete Fabrication (Cutting, Bending, Welding, Etc.), Average Thickness 75 Micron As Per ASTM A123, Suitable For Installation On The Pipe Rack, Complete With Curved Upper Pipe (With Size 1½") And All Fixing Accessories, As Per Typical Drawing For Lighting Installation Details "Category 6300", Drawing No. "1071-00-ED-EL-SD-6342". The Overall & Foundation Calculation & Design Shall Be Done Base On Site Condition. |  | Mto=200
2216 | LIGHTING POLE | 51 | EBPWB9PA | Bracket | 0.5 M | 50 | 50 | 50 | 0 | 0 | Lighting Pole, Bracket Mounted, Suitable for Fluorescent Lighting Fixture 2x36W, 0.5 m Height, Tubular Steel, Hot Dipped Galvanized, Galvanized After Complete Fabrication (Cutting, Bending, Welding, Etc.), Average Thickness 75 Micron As Per ASTM A123, Suitable For Installation On The Pipe Rack, Complete With Curved Upper Pipe (With Size 1½") And All Fixing Accessories, As Per Typical Drawing For Lighting Installation Details "Category 6300", Drawing No. "1071-00-ED-EL-SD-6342". The Overall & Foundation Calculation & Design Shall Be Done Base On Site Condition.
2217 | LIGHTING POLE | 51 | EBPFA4ED | Flood Lighting | 12 meter | 5 | 5 | 4 | 1 | 0 | Flood Lighting Pole, 12 meter Height, Round Tapered Or Hexagonal Pole, Minimum Thickness 3mm, Top Basket Suitable For 4 Nos. Metal Halide 1x400w Flood Lighting Fixtures, Hot Dipped Galvanized Steel, Galvanized After Complete Fabrication (Cutting, Bending, Welding, Etc.) With Base Plate, Anchor Bolts And Washers, Average Thickness 75 Micron As Per ASTM A123, Complete With Ladder, Platform, All Accessories Suitable For Fixing Junction Box, As per Typical Drawing for Lighting Installation Details "Category 6300" drawing No. "1071-00-ED-EL-SD-6317". The Overall & Foundation Calculation & Design Shall Be Done Based On Site Conditions.
2218 | LIGHTING POLE | 51 | EBPAC6BA | Platform | 2 M | 825 | 729 | 729 | 0 | 96 | Lighting Pole, Platform mounted (Stand Type), suitable for Fluorescent Lighting Fixture 2x18W, 2 m Height, Tubular Steel, Hot dipped galvanized, Galvanized After Complete Fabrication (Cutting, Bending, Welding, etc.), Average thickness 75 Micron as per ASTM A123, Suitable for Installation on the Platform & Steel Structure, Complete with Curved Upper Pipe and all fixing accessories, As per Typical Drawing for Lighting Installation Details "Category 6300", drawing No. "1071-00-ED-EL-SD-6308, Sheet 1 of 2". The Overall & Foundation Calculation & Design shall be done base on Site Condition.
2219 | LIGHTING POLE | 51 | EBPAA9NA | Self-Stand | 2.4 M | 6 | 2 | 0 | 2 | 4 | Lighting Pole, Self Stand Type On Grade, Suitable For Fluorescent Lighting Fixture 2x36W, 2.4 m Height, Tubular Steel (With Size 2"), Hot Dipped Galvanized, Galvanized After Complete Fabrication (Cutting, Bending, Welding, Etc.) With Base Plate, Anchor Bolts And Washers, Average Thickness 75 Micron As Per ASTM A123, Suitable For Installation On Ground With Base Plate, Supports For Junction Box, Complete With Curved Upper Pipe (With Size 1½") And All Fixing Accessories, As Per Typical Drawing For Lighting Installation Details "Category 6300", Drawing No. "1071-00-ED-EL-SD-6347". The Overall & Foundation Calculation & Design Shall Be Done Base On Site Condition.
2220 | LIGHTING POLE | 55 | EBPWB9PA | Bracket | 0.5 M | 13 | 13 | 13 | 0 | 0 | Lighting Pole, Bracket Mounted, Suitable for Fluorescent Lighting Fixture 2x36W, 0.5 m Height, Tubular Steel, Hot Dipped Galvanized, Galvanized After Complete Fabrication (Cutting, Bending, Welding, Etc.), Average Thickness 75 Micron As Per ASTM A123, Suitable For Installation On The Pipe Rack, Complete With Curved Upper Pipe (With Size 1½") And All Fixing Accessories, As Per Typical Drawing For Lighting Installation Details "Category 6300", Drawing No. "1071-00-ED-EL-SD-6342". The Overall & Foundation Calculation & Design Shall Be Done Base On Site Condition.
2221 | LIGHTING POLE | 55 | EBPWB6PA | Bracket | 0.5 M | 39 | 39 | 37 | 2 | 0 | Lighting Pole, Bracket Mounted, Suitable for Fluorescent Lighting Fixture 2x18W, 0.5 m Height, Tubular Steel, Hot Dipped Galvanized, Galvanized After Complete Fabrication (Cutting, Bending, Welding, Etc.), Average Thickness 75 Micron As Per ASTM A123, Suitable For Installation On The Pipe Rack, Complete With Curved Upper Pipe (With Size 1½") And All Fixing Accessories, As Per Typical Drawing For Lighting Installation Details "Category 6300", Drawing No. "1071-00-ED-EL-SD-6342". The Overall & Foundation Calculation & Design Shall Be Done Base On Site Condition.
2222 | LIGHTING POLE | 55 | EBPFA4ED | Flood Lighting | 12 meter | 6 | 6 | 5 | 1 | 0 | Flood Lighting Pole, 12 meter Height, Round Tapered Or Hexagonal Pole, Minimum Thickness 3mm, Top Basket Suitable For 4 Nos. Metal Halide 1x400w Flood Lighting Fixtures, Hot Dipped Galvanized Steel, Galvanized After Complete Fabrication (Cutting, Bending, Welding, Etc.) With Base Plate, Anchor Bolts And Washers, Average Thickness 75 Micron As Per ASTM A123, Complete With Ladder, Platform, All Accessories Suitable For Fixing Junction Box, As per Typical Drawing for Lighting Installation Details "Category 6300" drawing No. "1071-00-ED-EL-SD-6317". The Overall & Foundation Calculation & Design Shall Be Done Based On Site Conditions.
2223 | LIGHTING POLE | 55 | EBPAC6BA | Platform | 2 M | 145 | 145 | 0 | 145 | 0 | Lighting Pole, Platform mounted (Stand Type), suitable for Fluorescent Lighting Fixture 2x18W, 2 m Height, Tubular Steel (With Size 1½"), Hot dipped galvanized, Galvanized After Complete Fabrication (Cutting, Bending, Welding, etc.), Average thickness 75 Micron as per ASTM A123, Suitable for Installation on the Platform & Steel Structure, Complete with Curved Upper Pipe (With Size 1½"), and all fixing accessories, As per Typical Drawing for Lighting Installation Details "Category 6300", drawing No. "1071-00-ED-EL-SD-6308, Sheet 1". The Overall & Foundation Calculation & Design Shall Be Done Base On Site Condition.
2224 | LIGHTING POLE | 55 | EBPAA9NA | Self-Stand | 2.4 M | 3 | 3 | 0 | 3 | 0 | Lighting Pole, Self Stand Type On Grade, Suitable For Fluorescent Lighting Fixture 2x36W, 2.4 m Height, Tubular Steel (With Size 2"), Hot Dipped Galvanized, Galvanized After Complete Fabrication (Cutting, Bending, Welding, Etc.) With Base Plate, Anchor Bolts And Washers, Average Thickness 75 Micron As Per ASTM A123, Suitable For Installation On Ground With Base Plate, Supports For Junction Box, Complete With Curved Upper Pipe (With Size 1½") And All Fixing Accessories, As Per Typical Drawing For Lighting Installation Details "Category 6300", Drawing No. "1071-00-ED-EL-SD-6347". The Overall & Foundation Calculation & Design Shall Be Done Base On Site Condition.
2225 | LIGHTING POLE | 61 | EBPFA4ED | Flood Lighting | 12 meter | 3 | 3 | 3 | 0 | 0 | Flood Lighting Pole, 12 meter Height, Round Tapered Or Hexagonal Pole, Minimum Thickness 3mm, Top Basket Suitable For 4 Nos. Metal Halide 1x400w Flood Lighting Fixtures, Hot Dipped Galvanized Steel (Galvanized After Complete Fabrication (Cutting, Bending, Welding, Etc.) With Base Plate, Anchor Bolts And Washers, Average Thickness 75 Micron As Per ASTM A123, Complete With Ladder, Platform, All Accessories Suitable For Fixing Junction Box, As Per Typical Drawing For Lighting Installation Details "Category 6300" Drawing No. "1071-00-ED-EL-SD-6317". The Overall & Foundation Calculation & Design Shall Be Done Based On Site Conditions.
2226 | LIGHTING POLE | 61 | EBPAA9NA | Self-Stand | 2.4 M | 4 | 4 | 0 | 4 | 0 | Lighting Pole, Self Stand Type On Grade, Suitable For Fluorescent Lighting Fixture 2x36W, 2.4 m Height, Tubular Steel (With Size 2"), Hot Dipped Galvanized, Galvanized After Complete Fabrication (Cutting, Bending, Welding, Etc.) With Base Plate, Anchor Bolts And Washers, Average Thickness 75 Micron As Per ASTM A123, Suitable For Installation On Ground With Base Plate, Supports For Junction Box, Complete With Curved Upper Pipe (With Size 1½") And All Fixing Accessories, As Per Typical Drawing For Lighting Installation Details "Category 6300", Drawing No. "1071-00-ED-EL-SD-6347". The Overall & Foundation Calculation & Design Shall Be Done Base On Site Condition.
2227 | LIGHTING POLE | 75 | EBPWB6PA | Bracket | 0.5 M | 95 | 70 | 70 | 0 | 25 | Lighting Pole, Bracket Mounted, Suitable for Fluorescent Lighting Fixture 2x18W, 0.5 m Height, Tubular Steel, Hot Dipped Galvanized, Galvanized After Complete Fabrication (Cutting, Bending, Welding, Etc.), Average Thickness 75 Micron As Per ASTM A123, Suitable For Installation On The Pipe Rack, Complete With Curved Upper Pipe (With Size 1½") And All Fixing Accessories, As Per Typical Drawing For Lighting Installation Details "Category 6300", Drawing No. "1071-00-ED-EL-SD-6342". The Overall & Foundation Calculation & Design Shall Be Done Base On Site Condition.
2228 | LIGHTING POLE | 75 | EBPWB9PA | Bracket | 0.5 M | 17 | 17 | 17 | 0 | 0 | Lighting Pole, Bracket Mounted, Suitable for Fluorescent Lighting Fixture 2x36W, 0.5 m Height, Tubular Steel, Hot Dipped Galvanized, Galvanized After Complete Fabrication (Cutting, Bending, Welding, Etc.), Average Thickness 75 Micron As Per ASTM A123, Suitable For Installation On The Pipe Rack, Complete With Curved Upper Pipe (With Size 1½") And All Fixing Accessories, As Per Typical Drawing For Lighting Installation Details "Category 6300", Drawing No. "1071-00-ED-EL-SD-6342". The Overall & Foundation Calculation & Design Shall Be Done Base On Site Condition.
2229 | LIGHTING POLE | 75 | EBPAC6BA | Platform | 2 M | 185 | 175 | 75 | 100 | 10 | Lighting Pole, Platform mounted (Stand Type), suitable for Fluorescent Lighting Fixture 2x18W, 2 m Height, Tubular Steel, Hot dipped galvanized, Galvanized After Complete Fabrication (Cutting, Bending, Welding, etc.), Average thickness 75 Micron as per ASTM A123, Suitable for Installation on the Platform & Steel Structure, Complete with Curved Upper Pipe and all fixing accessories, As per Typical Drawing for Lighting Installation Details "Category 6300", drawing No. "1071-00-ED-EL-SD-6308, Sheet 1 of 2". The Overall & Foundation Calculation & Design shall be done base on Site Condition.
2230 | LIGHTING POLE | 75 | EBPAA9NA | Self-Stand | 2.4 M | 2 | 2 | 0 | 2 | 0 | Lighting Pole, Self Stand Type On Grade, Suitable For Fluorescent Lighting Fixture 2x36W, 2.4 m Height, Tubular Steel (With Size 2"), Hot Dipped Galvanized, Galvanized After Complete Fabrication (Cutting, Bending, Welding, Etc.) With Base Plate, Anchor Bolts And Washers, Average Thickness 75 Micron As Per ASTM A123, Suitable For Installation On Ground With Base Plate, Supports For Junction Box, Complete With Curved Upper Pipe (With Size 1½") And All Fixing Accessories, As Per Typical Drawing For Lighting Installation Details "Category 6300", Drawing No. "1071-00-ED-EL-SD-6347". The Overall & Foundation Calculation & Design Shall Be Done Base On Site Condition.
2231 | LOCAL CONTROL STATION | 20 | EYEY21LA6FN2T3 | LCS | - | 4 | 4 | 0 | 4 | 0 | Local Control Station (LCS) Type A2; Exd IIB T3, IP65, C/W Red/Green Colored Start/Stop Push buttons, Ammeter with Compressed Range for 5 Times and Adjustable Red Pointer, Voltage Rating 230VAC or 110VDC (Refer to the next page), Padlockable and Spring return type, 2NO+2NC Contacts, Material Body Copper Free Aluminum or Cast Iron, Internal stainless steel parts, Terminal Strip suitable for 7x2.5 mm2 CU/PVC/LSH/SWA/PVC cable, Non-Corrosive Material Equipment for Nameplate and Stop/Start Indicating Labels, with Internal and External Earthing Lug with spring & plain washers, Two M25 Cables entries at bottom, with one M25 cable gland and one stop plug, Lugs for Fixing on Steel Support, Fixing and Installing Materials such as Screws, Nuts , Bolts, etc, Nameplate Fixed with Screws, Internal wiring according to the document No. 1071-48-ED-EL-DIA-6803; Typical Schematic Wiring Diagrams.
2232 | LOCAL CONTROL STATION | 35 | EYEY61AA6FN2T3 | LCS | - | 6 | 6 | 0 | 6 | 0 | Local Control Station (LCS) Type C2; Exd IIB T3, IP65, C/W Red/Green Colored Start/Stop Push buttons, Local/Off/Remote Selector Switch, Ammeter with Compressed Range for 5 Times and Adjustable Red Pointer, Voltage Rating 230VAC or 110VDC (Refer to the next page), Padlockable and Spring return type, 2NO+2NC Contacts, Material Body Copper Free Aluminum or Cast Iron, Internal stainless steel parts, Non-Corrosive Material Equipment for Nameplate and Stop/Start Indicating Labels, with Internal and External Earthing Lug with spring & plain washers, Two M32 Cables entries at bottom, with one M32 cable gland and one stop plug, Lugs for Fixing on Steel Support, Fixing and Installing Materials such as Screws, Nuts , Bolts, etc, Nameplate Fixed with Screws, Internal wiring according to the document No. 1071-48-ED-EL-DIA-6803; Typical Schematic Wiring Diagrams. |  | with Terminal Strip suitable for 10x2.5 mm2 CU/PVC/LSH/SWA/PVC cable
2233 | LOCAL CONTROL STATION | 41 | EYEY21LI5FN000 | LCS | - | 8 | 8 | 0 | 8 | 0 | Local Control Station (LCS) Type A2; Weather Proof Type, IP55W, C/W Red/Green Colored Start/Stop Push buttons, Ammeter with Compressed Range for 5 Times and Adjustable Red Pointer, Voltage Rating 230VAC or 110VDC (Refer to the next page), Padlockable and Spring return type, 2NO+2NC Contacts, Material Body Copper Free Aluminum or Cast Iron, Internal stainless steel parts, Terminal Strip suitable for 7x2.5 mm2 CU/PVC/LSH/SWA/PVC cable, Non-Corrosive Material Equipment for Nameplate and Stop/Start Indicating Labels, with Internal and External Earthing Lug with spring & plain washers, Two M25 Cables entries at bottom, with one M25 cable gland and one stop plug, Lugs for Fixing on Steel Support, Fixing and Installing Materials such as Screws, Nuts , Bolts, etc, Nameplate Fixed with Screws, Internal wiring according to the document No. 1071-48-ED-EL-DIA-6803; Typical Schematic Wiring Diagrams.
2234 | LOCAL CONTROL STATION | 42 | EYEY21LI5FN000 | LCS | - | 4 | 4 | 0 | 4 | 0 | Local Control Station (LCS) Type A2; Weather Proof Type, IP55W, C/W Red/Green Colored Start/Stop Push buttons, Ammeter with Compressed Range for 5 Times and Adjustable Red Pointer, Voltage Rating 230VAC or 110VDC (Refer to the next page), Padlockable and Spring return type, 2NO+2NC Contacts, Material Body Copper Free Aluminum or Cast Iron, Internal stainless steel parts, Terminal Strip suitable for 7x2.5 mm2 CU/PVC/LSH/SWA/PVC cable, Non-Corrosive Material Equipment for Nameplate and Stop/Start Indicating Labels, with Internal and External Earthing Lug with spring & plain washers, Two M25 Cables entries at bottom, with two stop plug, Lugs for Fixing on Steel Support, Fixing and Installing Materials such as Screws, Nuts , Bolts, etc, Nameplate Fixed with Screws, Internal wiring according to the document No. 1071-48-ED-EL-DIA-6802 & 1071-48-ED-EL-DIA-6803; Typical Schematic Wiring Diagrams.
2235 | LOCAL CONTROL STATION | 42 | EYEY61AI5FN000 | LCS | - | 2 | 2 | 0 | 2 | 0 | Local Control Station (LCS) Type C2; Weather Proof Type, IP55W, C/W Red/Green Colored Start/Stop Push buttons, Local/Off/Remote Selector Switch, Ammeter with Compressed Range for 5 Times and Adjustable Red Pointer, Voltage Rating 230VAC or 110VDC (Refer to the next page), Padlockable and Spring return type, 2NO+2NC Contacts, Material Body Copper Free Aluminum or Cast Iron, Internal stainless steel parts, Non-Corrosive Material Equipment for Nameplate and Stop/Start Indicating Labels, with Internal and External Earthing Lug with spring & plain washers, Two M32 Cables entries at bottom, with two stop plug, Lugs for Fixing on Steel Support, Fixing and Installing Materials such as Screws, Nuts , Bolts, etc, Nameplate Fixed with Screws, Internal wiring according to the document No. 1071-48-ED-EL-DIA-6803; Typical Schematic Wiring Diagrams. |  | with Terminal Strip suitable for 10x2.5 mm2 CU/PVC/LSH/SWA/PVC cable
2236 | LOCAL CONTROL STATION | 44 | - | LCS | - | 1 | 0 | 0 | 0 | 1 | Local Control Station (LCS) Type B2; Weather Proof Type, IP55W, C/W Spring return type Green/Red Colored Start/Stop Push buttons, Padlockable Stop Push button, Local/Off/Remote Selector Switch, Ammeter with Compressed Range for 6 Times and Adjustable Red Pointer, Voltage Rating 230VAC or 110VDC (Refer to the next page), 2NO+2NC Contacts, Material Body Copper Free Aluminum or Cast Iron, Internal stainless steel parts,Terminal Strip suitable for 10x2.5 mm2 Cu/PVC/Bd/Lsh/Bd/SWA/PVC cable, Non-Corrosive Material Equipment for Nameplate and Stop/Start Indicating Labels, with Internal and External Earthing Lug with spring & plain washers, Two M32 Cables entries at bottom, with one M32 cable gland and one stop plug, Lugs for Fixing on Steel Support, Fixing and Installing Materials such as Screws, Nuts , Bolts, etc, Nameplate Fixed with Screws, Internal wiring according to the document No. 1071-48-ED-EL-DIA-6803; Typical Schematic Wiring Diagrams.
2237 | LOCAL CONTROL STATION | 46 | EYEY41AA6FN2T3 | LCS | - | 19 | 19 | 0 | 19 | 0 | Local Control Station (LCS) Type B2; Exd IIB T3, IP65, C/W, Red/Green Colored Start/Stop Push buttons, Local/Off/Remote Selector Switch, Ammeter with Compressed Range for 6 Times and Adjustable Red Pointer, Voltage Rating 230VAC (Refer to the next page), Padlockable and Spring return type, 2NO+2NC Contacts, Material Body Copper Free Aluminum or Cast Iron, Internal stainless steel parts,Terminal Strip suitable for 10x2.5 mm2 Cu/PVC/Bd/Lsh/Bd/SWA/PVC cable with 13x2.5 mm² terminals, Non-Corrosive Material Equipment for Nameplate and Stop/Start Indicating Labels, with Internal and External Earthing Lug with spring & plain washers, Two M32 Cables entries at bottom, with one M32 cable gland and one stop plug, Lugs for Fixing on Steel Support, Fixing and Installing Materials such as Screws, Nuts , Bolts, etc, Nameplate Fixed with Screws, Internal wiring according to the document No. 1071-48-ED-EL-DIA-6803; Typical Schematic Wiring Diagrams. |  | with Terminal Strip suitable for 10x2.5 mm2 CU/PVC/LSH/SWA/PVC cable
2238 | LOCAL CONTROL STATION | 46 | EYEY61AI5FN000 | LCS | - | 18 | 18 | 0 | 18 | 0 | Local Control Station (LCS) Type C2; Weather Proof Type, IP55W, C/W Red/Green Colored Start/Stop Push buttons, Local/Off/Remote Selector Switch, Ammeter with Compressed Range for 5 Times and Adjustable Red Pointer, Voltage Rating 230VAC or 110VDC (Refer to the next page), Padlockable and Spring return type, 2NO+2NC Contacts, Material Body Copper Free Aluminum or Cast Iron, Internal stainless steel parts, Non-Corrosive Material Equipment for Nameplate and Stop/Start Indicating Labels, with Internal and External Earthing Lug with spring & plain washers, Two M32 Cables entries at bottom, with one M32 cable gland and one stop plug, Lugs for Fixing on Steel Support, Fixing and Installing Materials such as Screws, Nuts , Bolts, etc, Nameplate Fixed with Screws, Internal wiring according to the document No. 1071-48-ED-EL-DIA-6803; Typical Schematic Wiring Diagrams. |  | with Terminal Strip suitable for 10x2.5 mm2 CU/PVC/LSH/SWA/PVC cable
2239 | LOCAL CONTROL STATION | 51 | EYEY21LA6FN2T3 | LCS | 7*2.5 | 103 | 103 | 103 | 0 | 0 | Local Control Station (LCS) Type A2; Exd IIB T3, IP65, C/W Red/Green Colored Start/Stop Push buttons, Ammeter with Compressed Range for 5 Times and Adjustable Red Pointer, Voltage Rating 230VAC or 110VDC (Refer to the next page), Padlockable and Spring return type, 2NO+2NC Contacts, Material Body Copper Free Aluminum or Cast Iron, Internal stainless steel parts,Terminal Strip suitable for 7x2.5 mm2 CU/PVC/LSH/SWA/PVC cable, Non-Corrosive Material Equipment for Nameplate and Stop/Start Indicating Labels, with Internal and External Earthing Lug with spring & plain washers, Two M25 Cables entries at bottom, with one M25 cable gland and one stop plug, Lugs for Fixing on Steel Support, Fixing and Installing Materials such as Screws, Nuts , Bolts, etc, Nameplate Fixed with Screws, Internal wiring according to the document No. 1071-48-ED-EL-DIA-6803; Typical Schematic Wiring Diagrams.
2240 | LOCAL CONTROL STATION | 51 | EYEY61AA6FN2T3 | LCS | 10*2.5 | 6 | 6 | 6 | 0 | 0 | Local Control Station (LCS) Type C2; Exd IIB T3, IP65, C/W Red/Green Colored Start/Stop Push buttons, Local/Off/Remote Selector Switch, Ammeter with Compressed Range for 5 Times and Adjustable Red Pointer, Voltage Rating 230VAC or 110VDC (Refer to the next page), Padlockable and Spring return type, 2NO+2NC Contacts, Material Body Copper Free Aluminum or Cast Iron, Internal stainless steel parts, Non-Corrosive Material Equipment for Nameplate and Stop/Start Indicating Labels, with Internal and External Earthing Lug with spring & plain washers, Two M32 Cables entries at bottom, with one M32 cable gland and one stop plug, Lugs for Fixing on Steel Support, Fixing and Installing Materials such as Screws, Nuts , Bolts, etc, Nameplate Fixed with Screws, Internal wiring according to the document No. 1071-48-ED-EL-DIA-6803; Typical Schematic Wiring Diagrams. |  | with Terminal Strip suitable for 10x2.5 mm2 CU/PVC/LSH/SWA/PVC cable
2241 | LOCAL CONTROL STATION | 51 | EYEY61AA6FN2T3 | LCS | 12*2.5 | 4 | 4 | 4 | 0 | 0 | Local Control Station (LCS) Type C2; Exd IIB T3, IP65, C/W Red/Green Colored Start/Stop Push buttons, Local/Off/Remote Selector Switch, Ammeter with Compressed Range for 5 Times and Adjustable Red Pointer, Voltage Rating 230VAC or 110VDC (Refer to the next page), Padlockable and Spring return type, 2NO+2NC Contacts, Material Body Copper Free Aluminum or Cast Iron, Internal stainless steel parts, Non-Corrosive Material Equipment for Nameplate and Stop/Start Indicating Labels, with Internal and External Earthing Lug with spring & plain washers, Two M32 Cables entries at bottom, with one M32 cable gland and one stop plug, Lugs for Fixing on Steel Support, Fixing and Installing Materials such as Screws, Nuts , Bolts, etc, Nameplate Fixed with Screws, Internal wiring according to the document No. 1071-48-ED-EL-DIA-6803; Typical Schematic Wiring Diagrams. |  | with Terminal Strip suitable for 12x2.5 mm2 CU/PVC/LSH/SWA/PVC cable
2242 | LOCAL CONTROL STATION | 55 | EYEY21LA6FN2T3 | LCS | - | 14 | 14 | 14 | 0 | 0 | Local Control Station (LCS) Type A2; Exd IIB T3, IP65, C/W Red/Green Colored Start/Stop Push buttons, Ammeter with Compressed Range for 5 Times and Adjustable Red Pointer, Voltage Rating 230VAC or 110VDC (Refer to the next page), Padlockable and Spring return type, 2NO+2NC Contacts, Material Body Copper Free Aluminum or Cast Iron, Internal stainless steel parts,Terminal Strip suitable for 7x2.5 mm2 CU/PVC/LSH/SWA/PVC cable, Non-Corrosive Material Equipment for Nameplate and Stop/Start Indicating Labels, with Internal and External Earthing Lug with spring & plain washers, Two M25 Cables entries at bottom, with one M25 cable gland and one stop plug, Lugs for Fixing on Steel Support, Fixing and Installing Materials such as Screws, Nuts , Bolts, etc, Nameplate Fixed with Screws, Internal wiring according to the document No. 1071-48-ED-EL-DIA-6803; Typical Schematic Wiring Diagrams.
2243 | LOCAL CONTROL STATION | 55 | EYEY61AA6FN2T3 | LCS | - | 3 | 3 | 3 | 0 | 0 | Local Control Station (LCS) Type C2; Exd IIB T3, IP65, C/W Red/Green Colored Start/Stop Push buttons, Local/Off/Remote Selector Switch, Ammeter with Compressed Range for 5 Times and Adjustable Red Pointer, Voltage Rating 230VAC or 110VDC (Refer to the next page), Padlockable and Spring return type, 2NO+2NC Contacts, Material Body Copper Free Aluminum or Cast Iron, Internal stainless steel parts,Terminal Strip suitable for 10x2.5 mm2 CU/PVC/LSH/SWA/PVC cable, Non-Corrosive Material Equipment for Nameplate and Stop/Start Indicating Labels, with Internal and External Earthing Lug with spring & plain washers, Two M32 Cables entries at bottom, with one M32 cable gland and one stop plug, Lugs for Fixing on Steel Support, Fixing and Installing Materials such as Screws, Nuts , Bolts, etc, Nameplate Fixed with Screws, Internal wiring according to the document No. 1071-48-ED-EL-DIA-6803; Typical Schematic Wiring Diagrams.
2244 | LOCAL CONTROL STATION | 75 | EYEY10LA6FN2T3 | LCS | - | 3 | 3 | 3 | 0 | 0 | Local Control Station (LCS) Type A1; Exd IIB T3, IP65, C/W Red/Green Colored Start/Stop Push buttons, Voltage Rating 230VAC or 110VDC (Refer to the next page), Padlockable and Spring return type, 2NO+2NC Contacts, Material Body Copper Free Aluminum or Cast Iron, Internal stainless steel parts,Terminal Strip suitable for 7x2.5 mm2 CU/PVC/LSH/SWA/PVC cable, Non-Corrosive Material Equipment for Nameplate and Stop/Start Indicating Labels, with Internal and External Earthing Lug with spring & plain washers, Two M25 Cables entries at bottom, with one M25 cable gland and one stop plug, Lugs for Fixing on Steel Support, Fixing and Installing Materials such as Screws, Nuts , Bolts, etc, Nameplate Fixed with Screws. Internal wiring according to the document No. 1071-48-ED-EL-DIA-6803; Typical Schematic Wiring Diagrams.
2245 | LOCAL CONTROL STATION | 75 | EYEY21LA6FN2T3 | LCS | - | 12 | 12 | 12 | 0 | 0 | Local Control Station (LCS) Type A2; Exd IIB T3, IP65, C/W Red/Green Colored Start/Stop Push buttons, Ammeter with Compressed Range for 5 Times and Adjustable Red Pointer, Voltage Rating 230VAC or 110VDC (Refer to the next page), Padlockable and Spring return type, 2NO+2NC Contacts, Material Body Copper Free Aluminum or Cast Iron, Internal stainless steel parts,Terminal Strip suitable for 7x2.5 mm2 CU/PVC/LSH/SWA/PVC cable, Non-Corrosive Material Equipment for Nameplate and Stop/Start Indicating Labels, with Internal and External Earthing Lug with spring & plain washers, Two M25 Cables entries at bottom, with one M25 cable gland and one stop plug, Lugs for Fixing on Steel Support, Fixing and Installing Materials such as Screws, Nuts , Bolts, etc, Nameplate Fixed with Screws, Internal wiring according to the document No. 1071-48-ED-EL-DIA-6803; Typical Schematic Wiring Diagrams.
2246 | LOCAL CONTROL STATION | 75 | EYEY61AA6FN2T3 | LCS | - | 4 | 4 | 4 | 0 | 0 | Local Control Station (LCS) Type C2; Exd IIB T3, IP65, C/W Red/Green Colored Start/Stop Push buttons, Local/Off/Remote Selector Switch, Ammeter with Compressed Range for 5 Times and Adjustable Red Pointer, Voltage Rating 230VAC or 110VDC (Refer to the next page), Padlockable and Spring return type, 2NO+2NC Contacts, Material Body Copper Free Aluminum or Cast Iron, Internal stainless steel parts, Non-Corrosive Material Equipment for Nameplate and Stop/Start Indicating Labels, with Internal and External Earthing Lug with spring & plain washers, Two M32 Cables entries at bottom, with one M32 cable gland and one stop plug, Lugs for Fixing on Steel Support, Fixing and Installing Materials such as Screws, Nuts , Bolts, etc, Nameplate Fixed with Screws, Internal wiring according to the document No. 1071-48-ED-EL-DIA-6803; Typical Schematic Wiring Diagrams. |  | with Terminal Strip suitable for 10x2.5 mm2 CU/PVC/LSH/SWA/PVC cable
2247 | PANEL | 20 | U20-NDP01 | Normal Distribution Panel | 3PH | 1 | 0 | 0 | 0 | 1 | U20-NDP01, Normal Distribution Panel, 400/230 V (3PH+N+PE), Outdoor and Weather Proof Type, IP 55W, 16 kA/1 Sec., Metalic Body, Front Access, Standing on Steel Structure, Complete with Incoming and Outgoing Feeder Circuits, Labels and etc as per relevant documents. Vendor should supply all of the Materials, Equipment & accessories (Including Nuts, Bolts and Fixing accessories) & on the Steel Structure tools required for complete Installation. | U20-NDP01
2248 | PANEL | 20 | U20-ELP01 | Emergency Lighting Panel | 3PH | 1 | 0 | 0 | 0 | 1 | U20-ELP01, Emergency Lighting Panel, 400/230 V (3PH+N+PE), Outdoor and Weather Proof Type, IP 55W, 16 kA/1 Sec., Metalic Body, Front Access, Standing on Steel Structure, Complete with Incoming and Outgoing Feeder Circuits, Labels and etc as per relevant documents. Vendor should supply all of the Materials, Equipment & accessories (Including Nuts, Bolts and Fixing accessories) & on the Steel Structure tools required for complete Installation. | U20-ELP01
2249 | PANEL | 20 | U20-MOVP0 | MOV Panel | 3PH | 1 | 0 | 0 | 0 | 1 | U20-MOVP01,MOV Panel, 400/230 V (3PH+N+PE), Outdoor and Weather Proof Type, IP 55W, 16 kA/1 Sec., Metalic Body, Front Access, Standing on Steel Structure, Complete with Incoming and Outgoing Feeder Circuits, Labels and etc as per relevant documents. Vendor should supply all of the Materials, Equipment & accessories (Including Nuts, Bolts and Fixing accessories) & on the Steel Structure tools required for complete Installation. | U20-MOVP0
2250 | PANEL | 20 | U20-NLP01 | Normal Lighting Panel | 3PH | 1 | 0 | 0 | 0 | 1 | U20-NLP01, Normal Lighting Panel, 400/230 V (3PH+N+PE), Outdoor and Weather Proof Type, IP 55W, 16 kA/1 Sec., Metalic Body, Front Access, Standing on Steel Structure, Complete with Incoming and Outgoing Feeder Circuits, Labels and etc as per relevant documents. Vendor should supply all of the Materials, Equipment & accessories (Including Nuts, Bolts and Fixing accessories) & on the Steel Structure tools required for complete Installation. | U20-NLP01
2251 | PANEL | 35 | U35-NDP-01 | Normal Distribution Panel | 3PH | 1 | 1 | 1 | 0 | 0 | U35-NDP-01/02/03, Normal Distribusion Panel, 400/230 V (3PH+N+PE), Outdoor type, Explosion Proof Ex d IIB T3, IP65, 16 kA/1 Sec., Metalic Body, Front access, Standing on Steel Structure, Complete with Incoming and Outgoing Feeder Circuits, Labels and etc as per relevant documents. Vendor should supply all of the Materials, Equipment & accessories (Including Nuts, Bolts and Fixing accessories) & on the Steel Structure tools required for complete Installation. | U35-NDP-01/02/03
2252 | PANEL | 35 | U35-NDP-02 | Normal Distribution Panel | 3PH | 1 | 1 | 1 | 0 | 0 | U35-NDP-01/02/03, Normal Distribusion Panel, 400/230 V (3PH+N+PE), Outdoor type, Explosion Proof Ex d IIB T3, IP65, 16 kA/1 Sec., Metalic Body, Front access, Standing on Steel Structure, Complete with Incoming and Outgoing Feeder Circuits, Labels and etc as per relevant documents. Vendor should supply all of the Materials, Equipment & accessories (Including Nuts, Bolts and Fixing accessories) & on the Steel Structure tools required for complete Installation. | U35-NDP-01/02/03
2253 | PANEL | 35 | U35-NDP-03 | Normal Distribution Panel | 3PH | 1 | 1 | 0 | 1 | 0 | U35-NDP-01/02/03, Normal Distribusion Panel, 400/230 V (3PH+N+PE), Outdoor type, Explosion Proof Ex d IIB T3, IP65, 16 kA/1 Sec., Metalic Body, Front access, Standing on Steel Structure, Complete with Incoming and Outgoing Feeder Circuits, Labels and etc as per relevant documents. Vendor should supply all of the Materials, Equipment & accessories (Including Nuts, Bolts and Fixing accessories) & on the Steel Structure tools required for complete Installation. | U35-NDP-01/02/03
2254 | PANEL | 35 | U35-ELP-01 | Emergency Lighting Panel | 3PH | 1 | 1 | 1 | 0 | 0 | U35-ELP-01/02/03, Emergency Lighting Panel, 400/230 V (3PH+N+PE), Outdoor type, Explosion Proof Ex d IIB T3, IP65, 16 kA/1 Sec., Metalic Body, Front access, Standing on Steel Structure, Complete with Incoming and Outgoing Feeder Circuits, Labels and etc as per relevant documents. Vendor should supply all of the Materials, Equipment & accessories (Including Nuts, Bolts and Fixing accessories) & on the Steel Structure tools required for complete Installation. | U35-ELP-01/02/03
2255 | PANEL | 35 | U35-ELP-02 | Emergency Lighting Panel | 3PH | 1 | 1 | 1 | 0 | 0 | U35-ELP-01/02/03, Emergency Lighting Panel, 400/230 V (3PH+N+PE), Outdoor type, Explosion Proof Ex d IIB T3, IP65, 16 kA/1 Sec., Metalic Body, Front access, Standing on Steel Structure, Complete with Incoming and Outgoing Feeder Circuits, Labels and etc as per relevant documents. Vendor should supply all of the Materials, Equipment & accessories (Including Nuts, Bolts and Fixing accessories) & on the Steel Structure tools required for complete Installation. | U35-ELP-01/02/03
2256 | PANEL | 35 | U35-ELP-03 | Emergency Lighting Panel | 3PH | 1 | 1 | 0 | 1 | 0 | U35-ELP-01/02/03, Emergency Lighting Panel, 400/230 V (3PH+N+PE), Outdoor type, Explosion Proof Ex d IIB T3, IP65, 16 kA/1 Sec., Metalic Body, Front access, Standing on Steel Structure, Complete with Incoming and Outgoing Feeder Circuits, Labels and etc as per relevant documents. Vendor should supply all of the Materials, Equipment & accessories (Including Nuts, Bolts and Fixing accessories) & on the Steel Structure tools required for complete Installation. | U35-ELP-01/02/03
2257 | PANEL | 35 | U35-NLP-01 | Normal Lighting Panel | 3PH | 1 | 1 | 1 | 0 | 0 | U35-NLP-01/02/03, Normal Lighting Panel, 400/230 V (3PH+N+PE), Outdoor type, Explosion Proof Ex d IIB T3, IP65, 16 kA/1 Sec., Metalic Body, Front access, Standing on Steel Structure, Complete with Incoming and Outgoing Feeder Circuits, Labels and etc as per relevant documents. Vendor should supply all of the Materials, Equipment & accessories (Including Nuts, Bolts and Fixing accessories) & on the Steel Structure tools required for complete Installation. | U35-NLP-01/02/03
2258 | PANEL | 35 | U35-NLP-02 | Normal Lighting Panel | 3PH | 1 | 1 | 1 | 0 | 0 | U35-NLP-01/02/03, Normal Lighting Panel, 400/230 V (3PH+N+PE), Outdoor type, Explosion Proof Ex d IIB T3, IP65, 16 kA/1 Sec., Metalic Body, Front access, Standing on Steel Structure, Complete with Incoming and Outgoing Feeder Circuits, Labels and etc as per relevant documents. Vendor should supply all of the Materials, Equipment & accessories (Including Nuts, Bolts and Fixing accessories) & on the Steel Structure tools required for complete Installation. | U35-NLP-01/02/03
2259 | PANEL | 35 | U35-NLP-03 | Normal Lighting Panel | 3PH | 1 | 1 | 0 | 1 | 0 | U35-NLP-01/02/03, Normal Lighting Panel, 400/230 V (3PH+N+PE), Outdoor type, Explosion Proof Ex d IIB T3, IP65, 16 kA/1 Sec., Metalic Body, Front access, Standing on Steel Structure, Complete with Incoming and Outgoing Feeder Circuits, Labels and etc as per relevant documents. Vendor should supply all of the Materials, Equipment & accessories (Including Nuts, Bolts and Fixing accessories) & on the Steel Structure tools required for complete Installation. | U35-NLP-01/02/03
2260 | PANEL | 41 | U41-NDP-01 | Normal Distribution Panel | 3PH | 1 | 0 | 0 | 0 | 1 | U41-NDP-01, Normal Distribution Panel, 400/230 V (3PH+N+PE), Outdoor and weather proof type, IP55W, 16 kA/1 Sec., Metalic Body, Front access, Standing on Steel Structure, Complete with Incoming and Outgoing Feeder Circuits, Labels and etc as per relevant documents. Vendor should supply all of the Materials, Equipment & accessories (Including Nuts, Bolts and Fixing accessories) & on the Steel Structure tools required for complete Installation. | U41-NDP-01
2261 | PANEL | 41 | U41-ELP-01 | Emergency Lighting Panel | 3PH | 1 | 0 | 0 | 0 | 1 | U41-ELP-01, Emergency Lighting Panel, 400/230 V (3PH+N+PE), Outdoor and weather proof type, IP55W, 16 kA/1 Sec., Metalic Body, Front access, Standing on Steel Structure, Complete with Incoming and Outgoing Feeder Circuits, Labels and etc as per relevant documents. Vendor should supply all of the Materials, Equipment & accessories (Including Nuts, Bolts and Fixing accessories) & on the Steel Structure tools required for complete Installation. | U41-ELP-01
2262 | PANEL | 41 | U41-NLP-01 | Normal Lighting Panel | 3PH | 1 | 0 | 0 | 0 | 1 | U41-NLP-01, Normal Lighting Panel, 400/230 V (3PH+N+PE), Outdoor and weather proof type, IP55W, 16 kA/1 Sec., Metalic Body, Front access, Standing on Steel Structure, Complete with Incoming and Outgoing Feeder Circuits, Labels and etc as per relevant documents. Vendor should supply all of the Materials, Equipment & accessories (Including Nuts, Bolts and Fixing accessories) & on the Steel Structure tools required for complete Installation. | U41-NLP-01
2263 | PANEL | 42 | U42-NDP-01 | Normal Distribution Panel | 3PH | 2 | 0 | 0 | 0 | 2 | U42-NDP-01/02, Normal Distribution Panel, 400/230 V (3PH+N+PE), Outdoor and weather proof type, IP55W, 16 kA/1 Sec., Metalic Body, Front access, Standing on Steel Structure, Complete with Incoming and Outgoing Feeder Circuits, Labels and etc as per relevant documents. Vendor should supply all of the Materials, Equipment & accessories (Including Nuts, Bolts and Fixing accessories) & on the Steel Structure tools required for complete Installation. | U42-NDP-01
2264 | PANEL | 42 | U42-ELP-01 | Emergency Lighting Panel | 3PH | 2 | 0 | 0 | 0 | 2 | U42-ELP-01/02, Emergency Lighting Panel, 400/230 V (3PH+N+PE), Outdoor and weather proof type, IP55W, 16 kA/1 Sec., Metalic Body, Front access, Standing on Steel Structure, Complete with Incoming and Outgoing Feeder Circuits, Labels and etc as per relevant documents. Vendor should supply all of the Materials, Equipment & accessories (Including Nuts, Bolts and Fixing accessories) & on the Steel Structure tools required for complete Installation. | U42-ELP-01
2265 | PANEL | 42 | U42-NLP-01 | Normal Lighting Panel | 3PH | 2 | 0 | 0 | 0 | 2 | U42-NLP-01/02, Normal Lighting Panel, 400/230 V (3PH+N+PE), Outdoor and weather proof type, IP55W, 16 kA/1 Sec., Metalic Body, Front access, Standing on Steel Structure, Complete with Incoming and Outgoing Feeder Circuits, Labels and etc as per relevant documents. Vendor should supply all of the Materials, Equipment & accessories (Including Nuts, Bolts and Fixing accessories) & on the Steel Structure tools required for complete Installation. | U42-NLP-01
2266 | PANEL | 43 | U43-NDP-01 | Normal Distribution Panel | 3PH | 1 | 1 | 1 | 0 | 0 | U43-NDP-01, Normal Distribution Panel, 400/230 V (3PH+N+PE), Outdoor and weather proof type, IP55W, 16 kA/1 Sec., Metalic Body, Front access, Standing on Steel Structure, Complete with Incoming and Outgoing Feeder Circuits, Labels and etc as per relevant documents. Vendor should supply all of the Materials, Equipment & accessories (Including Nuts, Bolts and Fixing accessories) & on the Steel Structure tools required for complete Installation. | U43-NDP-01
2267 | PANEL | 43 | U43-ELP-01 | Emergency Lighting Panel | 3PH | 1 | 1 | 1 | 0 | 0 | U43-ELP-01, Emergency Lighting Panel, 400/230 V (3PH+N+PE), Outdoor and weather proof type, IP55W, 16 kA/1 Sec., Metalic Body, Front access, Standing on Steel Structure, Complete with Incoming and Outgoing Feeder Circuits, Labels and etc as per relevant documents. Vendor should supply all of the Materials, Equipment & accessories (Including Nuts, Bolts and Fixing accessories) & on the Steel Structure tools required for complete Installation. | U43-ELP-01
2268 | PANEL | 43 | U43-NLP-01 | Normal Lighting Panel | 3PH | 1 | 1 | 1 | 0 | 0 | U43-NLP-01, Normal Lighting Panel, 400/230 V (3PH+N+PE), Outdoor and weather proof type, IP55W, 16 kA/1 Sec., Metalic Body, Front access, Standing on Steel Structure, Complete with Incoming and Outgoing Feeder Circuits, Labels and etc as per relevant documents. Vendor should supply all of the Materials, Equipment & accessories (Including Nuts, Bolts and Fixing accessories) & on the Steel Structure tools required for complete Installation. | U43-NLP-01
2269 | PANEL | 50 | U50-ESP-01 | Emergency Lighting Panel | 3PH | 1 | 0 | 0 | 0 | 1 | U50-ESP-01, Emergency Lighting Panel, 400/230 V (3PH+N+PE), Outdoor, Explosion Proof Ex d IIB T3, IP65, 16 kA/1 Sec., Metalic Body, Front access, Standing on Steel Structure, Complete with Incoming and Outgoing Feeder Circuits, Labels and etc as per relevant documents. Vendor should supply all of the Materials, Equipment & accessories (Including Nuts, Bolts and Fixing accessories) & on the Steel Structure tools required for complete Installation. | U50-ESP-01
2270 | PANEL | 50 | U50-ESP-02 | Emergency Lighting Panel | 3PH | 1 | 0 | 0 | 0 | 1 | U50-ESP-02, Emergency Lighting Panel, 400/230 V (3PH+N+PE), Outdoor, Explosion Proof Ex d IIB T3, IP65, 16 kA/1 Sec., Metalic Body, Front access, Standing on Steel Structure, Complete with Incoming and Outgoing Feeder Circuits, Labels and etc as per relevant documents. Vendor should supply all of the Materials, Equipment & accessories (Including Nuts, Bolts and Fixing accessories) & on the Steel Structure tools required for complete Installation. | U50-ESP-02
2271 | PANEL | 50 | U50-ESP-03 | Emergency Lighting Panel | 3PH | 1 | 1 | 1 | 0 | 0 | U50-ESP-03, Emergency Lighting Panel, 400/230 V (3PH+N+PE), Outdoor and weather proof type, IP55W, 16 kA/1 Sec., Metalic Body, Front access, Standing on Steel Structure, Complete with Incoming and Outgoing Feeder Circuits, Labels and etc as per relevant documents. Vendor should supply all of the Materials, Equipment & accessories (Including Nuts, Bolts and Fixing accessories) & on the Steel Structure tools required for complete Installation. | U50-ESP-03
2272 | PANEL | 50 | U50-ESP-04 | Emergency Lighting Panel | 3PH | 1 | 1 | 1 | 0 | 0 | U50-ESP-04, Emergency Lighting Panel, 400/230 V (3PH+N+PE), Outdoor, Explosion Proof Ex d IIB T3, IP65, 16 kA/1 Sec., Metalic Body, Front access, Standing on Steel Structure, Complete with Incoming and Outgoing Feeder Circuits, Labels and etc as per relevant documents. Vendor should supply all of the Materials, Equipment & accessories (Including Nuts, Bolts and Fixing accessories) & on the Steel Structure tools required for complete Installation. | U50-ESP-04
2273 | PANEL | 50 | U50-ESP-05 | Emergency Lighting Panel | 3PH | 1 | 1 | 1 | 0 | 0 | U50-ESP-05, Emergency Lighting Panel, 400/230 V (3PH+N+PE), Outdoor, Explosion Proof Ex d IIB T3, IP65, 16 kA/1 Sec., Metalic Body, Front access, Standing on Steel Structure, Complete with Incoming and Outgoing Feeder Circuits, Labels and etc as per relevant documents. Vendor should supply all of the Materials, Equipment & accessories (Including Nuts, Bolts and Fixing accessories) & on the Steel Structure tools required for complete Installation. | U50-ESP-05
2274 | PANEL | 50 | U50-ESP-06 | Emergency Lighting Panel | 3PH | 1 | 1 | 1 | 0 | 0 | U50-ESP-06, Emergency Lighting Panel, 400/230 V (3PH+N+PE), Outdoor and weather proof type, IP55W, 16 kA/1 Sec., Metalic Body, Front access, Standing on Steel Structure, Complete with Incoming and Outgoing Feeder Circuits, Labels and etc as per relevant documents. Vendor should supply all of the Materials, Equipment & accessories (Including Nuts, Bolts and Fixing accessories) & on the Steel Structure tools required for complete Installation. | U50-ESP-06
2275 | PANEL | 50 | U50-ESP-07 | Emergency Lighting Panel | 3PH | 1 | 1 | 1 | 0 | 0 | U50-ESP-07, Emergency Lighting Panel, 400/230 V (3PH+N+PE), Outdoor, Explosion Proof Ex d IIB T3, IP65, 16 kA/1 Sec., Metalic Body, Front access, Standing on Steel Structure, Complete with Incoming and Outgoing Feeder Circuits, Labels and etc as per relevant documents. Vendor should supply all of the Materials, Equipment & accessories (Including Nuts, Bolts and Fixing accessories) & on the Steel Structure tools required for complete Installation. | U50-ESP-07
2276 | PANEL | 50 | U50-NSP-01 | Normal Lighting Panel | 3PH | 1 | 0 | 0 | 0 | 1 | U50-NSP-01, Normal Lighting Panel, 400/230 V (3PH+N+PE), Outdoor, Explosion Proof Ex d IIB T3, IP65, 16 kA/1 Sec., Metalic Body, Front access, Standing on Steel Structure, Complete with Incoming and Outgoing Feeder Circuits, Labels and etc as per relevant documents. Vendor should supply all of the Materials, Equipment & accessories (Including Nuts, Bolts and Fixing accessories) & on the Steel Structure tools required for complete Installation. | U50-NSP-01
2277 | PANEL | 50 | U50-NSP-02 | Normal Lighting Panel | 3PH | 1 | 0 | 0 | 0 | 1 | U50-NSP-02, Normal Lighting Panel, 400/230 V (3PH+N+PE), Outdoor, Explosion Proof Ex d IIB T3, IP65, 16 kA/1 Sec., Metalic Body, Front access, Standing on Steel Structure, Complete with Incoming and Outgoing Feeder Circuits, Labels and etc as per relevant documents. Vendor should supply all of the Materials, Equipment & accessories (Including Nuts, Bolts and Fixing accessories) & on the Steel Structure tools required for complete Installation. | U50-NSP-02
2278 | PANEL | 50 | U50-NSP-03 | Normal Lighting Panel | 3PH | 1 | 1 | 1 | 0 | 0 | U50-NSP-03, Normal Lighting Panel, 400/230 V (3PH+N+PE), Outdoor and weather proof type, IP55W, 16 kA/1 Sec., Metalic Body, Front access, Standing on Steel Structure, Complete with Incoming and Outgoing Feeder Circuits, Labels and etc as per relevant documents. Vendor should supply all of the Materials, Equipment & accessories (Including Nuts, Bolts and Fixing accessories) & on the Steel Structure tools required for complete Installation. | U50-NSP-03
2279 | PANEL | 50 | U50-NSP-04 | Normal Lighting Panel | 3PH | 1 | 1 | 1 | 0 | 0 | U50-NSP-04, Normal Lighting Panel, 400/230 V (3PH+N+PE), Outdoor, Explosion Proof Ex d IIB T3, IP65, 16 kA/1 Sec., Metalic Body, Front access, Standing on Steel Structure, Complete with Incoming and Outgoing Feeder Circuits, Labels and etc as per relevant documents. Vendor should supply all of the Materials, Equipment & accessories (Including Nuts, Bolts and Fixing accessories) & on the Steel Structure tools required for complete Installation. | U50-NSP-04
2280 | PANEL | 50 | U50-NSP-05 | Normal Lighting Panel | 3PH | 1 | 1 | 1 | 0 | 0 | U50-NSP-05, Normal Lighting Panel, 400/230 V (3PH+N+PE), Outdoor, Explosion Proof Ex d IIB T3, IP65, 16 kA/1 Sec., Metalic Body, Front access, Standing on Steel Structure, Complete with Incoming and Outgoing Feeder Circuits, Labels and etc as per relevant documents. Vendor should supply all of the Materials, Equipment & accessories (Including Nuts, Bolts and Fixing accessories) & on the Steel Structure tools required for complete Installation. | U50-NSP-05
2281 | PANEL | 50 | U50-NSP-06 | Normal Lighting Panel | 3PH | 1 | 1 | 1 | 0 | 0 | U50-NSP-06, Normal Lighting Panel, 400/230 V (3PH+N+PE), Outdoor and weather proof type, IP55W, 16 kA/1 Sec., Metalic Body, Front access, Standing on Steel Structure, Complete with Incoming and Outgoing Feeder Circuits, Labels and etc as per relevant documents. Vendor should supply all of the Materials, Equipment & accessories (Including Nuts, Bolts and Fixing accessories) & on the Steel Structure tools required for complete Installation. | U50-NSP-06
2282 | PANEL | 50 | U50-NSP-07 | Normal Lighting Panel | 3PH | 1 | 1 | 1 | 0 | 0 | U50-NSP-07, Normal Lighting Panel, 400/230 V (3PH+N+PE), Outdoor, Explosion Proof Ex d IIB T3, IP65, 16 kA/1 Sec., Metalic Body, Front access, Standing on Steel Structure, Complete with Incoming and Outgoing Feeder Circuits, Labels and etc as per relevant documents. Vendor should supply all of the Materials, Equipment & accessories (Including Nuts, Bolts and Fixing accessories) & on the Steel Structure tools required for complete Installation. | U50-NSP-07
2283 | PANEL | 51 | U51-NDP-01 | Normal Distribution Panel | 3PH | 1 | 1 | 1 | 0 | 0 | U51-NDP-01, Normal Distribution Panel, 400/230 V (3PH+N+PE), Outdoor type, Explosion Proof Ex d IIBT3, IP65, 16 kA/1 Sec., Metalic Body, Front access, Standing on Steel Structure, Complete with Incoming and Outgoing Feeder Circuits, Labels and etc as per relevant documents. Vendor should supply all of the Materials, Equipment & accessories (Including Nuts, Bolts and Fixing accessories) & on the Steel Structure tools required for complete Installation. | U51-NDP-01
2284 | PANEL | 51 | U51-NDP-02 | Normal Distribution Panel | 3PH | 1 | 1 | 1 | 0 | 0 | U51-NDP-02, Normal Distribution Panel, 400/230 V (3PH+N+PE), Outdoor type, Explosion Proof Ex d IIBT3, IP65, 16 kA/1 Sec., Metalic Body, Front access, Standing on Steel Structure, Complete with Incoming and Outgoing Feeder Circuits, Labels and etc as per relevant documents. Vendor should supply all of the Materials, Equipment & accessories (Including Nuts, Bolts and Fixing accessories) & on the Steel Structure tools required for complete Installation. | U51-NDP-02
2285 | PANEL | 51 | U51-ELP-01 | Emergency Lighting Panel | 3PH | 1 | 1 | 1 | 0 | 0 | U51-ELP-01, Normal Lighting Panel, 400/230 V (3PH+N+PE), Outdoor type, Explosion Proof Ex d IIBT3, IP65, 16 kA/1 Sec., Metalic Body, Front access, Standing on Steel Structure, Complete with Incoming and Outgoing Feeder Circuits, Labels and etc as per relevant documents. Vendor should supply all of the Materials, Equipment & accessories (Including Nuts, Bolts and Fixing accessories) & on the Steel Structure tools required for complete Installation. | U51-ELP-01
2286 | PANEL | 51 | U51-NLP-01 | Normal Lighting Panel | 3PH | 1 | 1 | 1 | 0 | 0 | U51-NLP-01, Normal Lighting Panel, 400/230 V (3PH+N+PE), Outdoor type, Explosion Proof Ex d IIBT3, IP65, 16 kA/1 Sec., Metalic Body, Front access, Standing on Steel Structure, Complete with Incoming and Outgoing Feeder Circuits, Labels and etc as per relevant documents. Vendor should supply all of the Materials, Equipment & accessories (Including Nuts, Bolts and Fixing accessories) & on the Steel Structure tools required for complete Installation. | U51-NLP-01
2287 | PANEL | 51 | U51-NLP-02 | Normal Lighting Panel | 3PH | 1 | 1 | 1 | 0 | 0 | U51-NLP-02, Normal Lighting Panel, 400/230 V (3PH+N+PE), Outdoor type, Explosion Proof Ex d IIBT3, IP65, 16 kA/1 Sec., Metalic Body, Front access, Standing on Steel Structure, Complete with Incoming and Outgoing Feeder Circuits, Labels and etc as per relevant documents. Vendor should supply all of the Materials, Equipment & accessories (Including Nuts, Bolts and Fixing accessories) & on the Steel Structure tools required for complete Installation. | U51-NLP-02
2288 | PANEL | 55 | U55-NDP-01 | Normal Distribution Panel | 3PH | 1 | 1 | 1 | 0 | 0 | U55-NDP-01, Normal Distribution Panel, 400/230 V (3PH+N+PE), Outdoor type, Explosion Proof Ex d IIBT3, IP65, 16 kA/1 Sec., Metalic Body, Front access, Standing on Steel Structure, Complete with Incoming and Outgoing Feeder Circuits, Labels and etc as per relevant documents. Vendor should supply all of the Materials, Equipment & accessories (Including Nuts, Bolts and Fixing accessories) & on the Steel Structure tools required for complete Installation. | U55-NDP-01
2289 | PANEL | 75 | U75-NDP-01 | Normal Distribution Panel | 3PH | 1 | 1 | 1 | 0 | 0 | U75-NDP-02, Normal Distribution Panel, 400/230 V (3PH+N+PE), Outdoor type, Explosion Proof Ex d IIBT3, IP65, 16 kA/1 Sec., Metalic Body, Front access, Standing on Steel Structure, Complete with Incoming and Outgoing Feeder Circuits, Labels and etc as per relevant documents. Vendor should supply all of the Materials, Equipment & accessories (Including Nuts, Bolts and Fixing accessories) & on the Steel Structure tools required for complete Installation. | U55-NDP-02
2290 | PANEL | 55 | U55-NLP-01 | Normal Lighting Panel | 3PH | 1 | 1 | 1 | 0 | 0 | U55-NLP-01, Normal Lighting Panel, 400/230 V (3PH+N+PE), Outdoor type, Explosion Proof Ex d IIBT3, IP65, 16 kA/1 Sec., Metalic Body, Front access, Standing on Steel Structure, Complete with Incoming and Outgoing Feeder Circuits, Labels and etc as per relevant documents. Vendor should supply all of the Materials, Equipment & accessories (Including Nuts, Bolts and Fixing accessories) & on the Steel Structure tools required for complete Installation. | U55-NLP-01
2291 | PANEL | 55 | U55-ELP-01 | Emergency Lighting Panel | 3PH | 1 | 1 | 1 | 0 | 0 | U55-ELP-01, Normal Lighting Panel, 400/230 V (3PH+N+PE), Outdoor type, Explosion Proof Ex d IIBT3, IP65, 16 kA/1 Sec., Metalic Body, Front access, Standing on Steel Structure, Complete with Incoming and Outgoing Feeder Circuits, Labels and etc as per relevant documents. Vendor should supply all of the Materials, Equipment & accessories (Including Nuts, Bolts and Fixing accessories) & on the Steel Structure tools required for complete Installation. | U55-ELP-01
2292 | PANEL | 61 | U61/44-NDP-01 | Normal Distribution Panel | 3PH | 1 | 1 | 1 | 0 | 0 | U61/44-NDP-01, Normal Distribution Panel, 400/230 V (3PH+N+PE), Outdoor and weather proof type, IP55W, 16 kA/1 Sec., Metalic Body, Front access, Standing on Steel Structure, Complete with Incoming and Outgoing Feeder Circuits, Labels and etc as per relevant documents. Vendor should supply all of the Materials, Equipment & accessories (Including Nuts, Bolts and Fixing accessories) & on the Steel Structure tools required for complete Installation.
2293 | PANEL | 61 | U61/44-ELP-01 | Emergency Lighting Panel | 3PH | 1 | 1 | 1 | 0 | 0 | U61/44-ELP-01, Emergency Lighting Panel, 400/230 V (3PH+N+PE), Outdoor and weather proof type, IP55W, 16 kA/1 Sec., Metalic Body, Front access, Standing on Steel Structure, Complete with Incoming and Outgoing Feeder Circuits, Labels and etc as per relevant documents. Vendor should supply all of the Materials, Equipment & accessories (Including Nuts, Bolts and Fixing accessories) & on the Steel Structure tools required for complete Installation.
2294 | PANEL | 61 | U61/44-NLP-01 | Normal Lighting Panel | 3PH | 1 | 1 | 1 | 0 | 0 | U61/44-NLP-01, Normal Lighting Panel, 400/230 V (3PH+N+PE), Outdoor and weather proof type, IP55W, 16 kA/1 Sec., Metalic Body, Front access, Standing on Steel Structure, Complete with Incoming and Outgoing Feeder Circuits, Labels and etc as per relevant documents. Vendor should supply all of the Materials, Equipment & accessories (Including Nuts, Bolts and Fixing accessories) & on the Steel Structure tools required for complete Installation.
2295 | PANEL | BD-40-02 | BD4002-EDP-01 | Emergency Distribution Panel | 3PH | 1 | 1 | 0 | 1 | 0 | BD4002-EDP-01, Emergency Distribution Panel, 400/230 V (3PH+N+PE), Indoor, IP41, 16 kA/1 Sec., Metalic Body, Front Access, Surface Mounting Wall Type, Complete with Incoming and Outgoing Feeder Circuits, Labels As Per Relevant Documents. The Vendor Should Supply All of The Materials, Equipment & Accessories (Including Nuts, Bolts and Fixing Accessories) & Special Tools Required for Complete Installation. | U41
2296 | PANEL | BD-40-02 | BD4002-ELP-01 | Emergency Lighting Panel | 3PH | 1 | 1 | 0 | 1 | 0 | BD4002-ELP-01, Emergency Lighting Panel, 400/230 V (3PH+N+PE), Indoor, IP41, 16 kA/1 Sec., Metalic Body, Front Access, Surface Mounting Wall Type, Complete with Incoming and Outgoing Feeder Circuits, Labels As Per Relevant Documents. The Vendor Should Supply All of The Materials, Equipment & Accessories (Including Nuts, Bolts and Fixing Accessories) & Special Tools Required for Complete Installation. | U41
2297 | PANEL | BD-40-02 | BD4002-NLP-01 | Normal Lighting Panel | 3PH | 1 | 1 | 0 | 1 | 0 | BD4002-NLP-01, Normal Lighting Panel, 400/230 V (3PH+N+PE), Indoor, IP41, 16kA/1 Sec., Metalic Body, Front Access, Surface Mounting Wall Type, Complete with Incoming and Outgoing Feeder Circuits, Labels As Per Relevant Documents. The Vendor Should Supply All of The Materials, Equipment & Accessories (Including Nuts, Bolts and Fixing Accessories) & Special Tools Required for Complete Installation. | U41
2298 | PANEL | BD-40-10 | BD4010-EDP-01 | Emergency Distribution Panel | 3PH | 1 | 1 | 0 | 1 | 0 | BD4010-EDP-01, Emergency Distribution Panel, 400/230 V (3PH+N+PE), Indoor, IP55W, 16 kA/1 Sec., Metalic Body, Front Access, Surface Mounting Wall Type, Complete with Incoming and Outgoing Feeder Circuits, Labels As Per Relevant Documents. The Vendor Should Supply All of The Materials, Equipment & Accessories (Including Nuts, Bolts and Fixing Accessories) & Special Tools Required for Complete Installation. | U42
2299 | PANEL | BD-40-10 | BD4010-ELP-01 | Emergency Lighting Panel | 3PH | 1 | 1 | 0 | 1 | 0 | BD4010-ELP-01, Emergency Lighting Panel, 400/230 V (3PH+N+PE), Indoor, IP55W, 16 kA/1 Sec., Metalic Body, Front Access, Surface Mounting Wall Type, Complete with Incoming and Outgoing Feeder Circuits, Labels As Per Relevant Documents. The Vendor Should Supply All of The Materials, Equipment & Accessories (Including Nuts, Bolts and Fixing Accessories) & Special Tools Required for Complete Installation. | U42
2300 | PANEL | BD-40-10 | BD4010-NLP-01 | Normal Lighting Panel | 3PH | 1 | 1 | 0 | 1 | 0 | BD4010-NLP-01, Normal Lighting Panel, 400/230 V (3PH+N+PE), Indoor, IP55W, 16kA/1 Sec., Metalic Body, Front Access, Surface Mounting Wall Type, Complete with Incoming and Outgoing Feeder Circuits, Labels As Per Relevant Documents. The Vendor Should Supply All of The Materials, Equipment & Accessories (Including Nuts, Bolts and Fixing Accessories) & Special Tools Required for Complete Installation. | U42
2301 | PANEL | BD-40-11 | BD4011-EDP-01 | Emergency Distribution Panel | 3PH | 1 | 1 | 0 | 1 | 0 | BD4011-EDP-01, Emergency Distribution Panel, 400/230 V (3PH+N+PE), Indoor, IP55W, 16 kA/1 Sec., Metalic Body, Front Access, Surface Mounting Wall Type, Complete with Incoming and Outgoing Feeder Circuits, Labels As Per Relevant Documents. The Vendor Should Supply All of The Materials, Equipment & Accessories (Including Nuts, Bolts and Fixing Accessories) & Special Tools Required for Complete Installation. | U42
2302 | PANEL | BD-40-11 | BD4011-ELP-01 | Emergency Lighting Panel | 3PH | 1 | 1 | 0 | 1 | 0 | BD4011-ELP-01, Emergency Lighting Panel, 400/230 V (3PH+N+PE), Indoor, IP55W, 16 kA/1 Sec., Metalic Body, Front Access, Surface Mounting Wall Type, Complete with Incoming and Outgoing Feeder Circuits, Labels As Per Relevant Documents. The Vendor Should Supply All of The Materials, Equipment & Accessories (Including Nuts, Bolts and Fixing Accessories) & Special Tools Required for Complete Installation. | U42
2303 | PANEL | BD-40-11 | BD4011-NLP-01 | Normal Lighting Panel | 3PH | 1 | 1 | 0 | 1 | 0 | BD4011-NLP-01, Normal Lighting Panel, 400/230 V (3PH+N+PE), Indoor, IP55W, 16kA/1 Sec., Metalic Body, Front Access, Surface Mounting Wall Type, Complete with Incoming and Outgoing Feeder Circuits, Labels As Per Relevant Documents. The Vendor Should Supply All of The Materials, Equipment & Accessories (Including Nuts, Bolts and Fixing Accessories) & Special Tools Required for Complete Installation. | U42
2304 | PANEL | BD-40-12 | BD4012-EDP-01 | Emergency Distribution Panel | 3PH | 1 | 1 | 0 | 1 | 0 | BD4012-EDP-01, Emergency Distribution Panel, 400/230 V (3PH+N+PE), Indoor, IP55W, 16 kA/1 Sec., Metalic Body, Front Access, Surface Mounting Wall Type, Complete with Incoming and Outgoing Feeder Circuits, Labels As Per Relevant Documents. The Vendor Should Supply All of The Materials, Equipment & Accessories (Including Nuts, Bolts and Fixing Accessories) & Special Tools Required for Complete Installation. | U42
2305 | PANEL | BD-40-12 | BD4012-ELP-01 | Emergency Lighting Panel | 3PH | 1 | 1 | 0 | 1 | 0 | BD4012-ELP-01, Emergency Lighting Panel, 400/230 V (3PH+N+PE), Indoor, IP55W, 16 kA/1 Sec., Metalic Body, Front Access, Surface Mounting Wall Type, Complete with Incoming and Outgoing Feeder Circuits, Labels As Per Relevant Documents. The Vendor Should Supply All of The Materials, Equipment & Accessories (Including Nuts, Bolts and Fixing Accessories) & Special Tools Required for Complete Installation. | U42
2306 | PANEL | BD-40-12 | BD4012-NLP-01 | Normal Lighting Panel | 3PH | 1 | 1 | 0 | 1 | 0 | BD4012-NLP-01, Normal Lighting Panel, 400/230 V (3PH+N+PE), Indoor, IP55W, 16kA/1 Sec., Metalic Body, Front Access, Surface Mounting Wall Type, Complete with Incoming and Outgoing Feeder Circuits, Labels As Per Relevant Documents. The Vendor Should Supply All of The Materials, Equipment & Accessories (Including Nuts, Bolts and Fixing Accessories) & Special Tools Required for Complete Installation. | U42
2307 | PANEL | CR-40-01 | CR4001-EDP-01 | Emergency Distribution Panel | 3PH | 1 | 1 | 1 | 0 | 0 | CR4001-EDP-01, Emergency Distribution Panel, 400/230 V (3PH+N+PE),Indoor, IP 41, 16 kA/1 Sec., Metalic Body, Front access, Wall Mounted, Complete with Incoming and Outgoing Feeder Circuits, Labels and etc as per relevant documents. The Vendor should Supply all of the Materials, Equipment & Accessories ((Including Nuts, Bolts and Fixing accessories) required for Complete Installation.
2308 | PANEL | CR-40-01 | CR4001-ELP-01 | Emergency Lighting Panel | 3PH | 1 | 1 | 1 | 0 | 0 | CR4001-ELP-01, Emergency Distribution Panel, 400/230 V (3PH+N+PE),Indoor, IP 41, 16 kA/1 Sec., Metalic Body, Front access, Wall Mounted, Complete with Incoming and Outgoing Feeder Circuits, Labels and etc as per relevant documents. The Vendor should Supply all of the Materials, Equipment & Accessories (Including Nuts, Bolts and Fixing accessories) required for Complete Installation.
2309 | PANEL | CR-40-01 | CR4001-NLP-01 | Normal Lighting Panel | 3PH | 1 | 1 | 1 | 0 | 0 | CR4001-NLP-01, Normal Lighting Panel, 400/230 V (3PH+N+PE),Indoor, IP 41, 16 kA/1 Sec., Metalic Body, Front access, Wall Mounted, Complete with Incoming and Outgoing Feeder Circuits, Labels and etc as per relevant documents. The Vendor should Supply all of the Materials, Equipment & Accessories ((Including Nuts, Bolts and Fixing accessories) required for Complete Installation.
2310 | PANEL | CR-40-02 | CR4002-EDP-01 | Emergency Distribution Panel | 3PH | 1 | 1 | 1 | 0 | 0 | CR4002-EDP-01, Emergency Distribution Panel, 400/230 V (3PH+N+PE),Indoor, IP 41, 16 kA/1 Sec., Metalic Body, Front access, Wall Mounted, Complete with Incoming and Outgoing Feeder Circuits, Labels and etc as per relevant documents. The Vendor should Supply all of the Materials, Equipment & Accessories ((Including Nuts, Bolts and Fixing accessories) required for Complete Installation.
2311 | PANEL | CR-40-02 | CR4002-ELP-01 | Emergency Lighting Panel | 3PH | 1 | 1 | 1 | 0 | 0 | CR4002-ELP-01, Emergency Distribution Panel, 400/230 V (3PH+N+PE),Indoor, IP 41, 16 kA/1 Sec., Metalic Body, Front access, Wall Mounted, Complete with Incoming and Outgoing Feeder Circuits, Labels and etc as per relevant documents. The Vendor should Supply all of the Materials, Equipment & Accessories (Including Nuts, Bolts and Fixing accessories) required for Complete Installation.
2312 | PANEL | CR-40-02 | CR4002-NLP-01 | Normal Lighting Panel | 3PH | 1 | 1 | 1 | 0 | 0 | CR4002-NLP-01, Normal Lighting Panel, 400/230 V (3PH+N+PE),Indoor, IP 41, 16 kA/1 Sec., Metalic Body, Front access, Wall Mounted, Complete with Incoming and Outgoing Feeder Circuits, Labels and etc as per relevant documents. The Vendor should Supply all of the Materials, Equipment & Accessories ((Including Nuts, Bolts and Fixing accessories) required for Complete Installation.
2313 | PANEL | CR-40-03 | CR4003-EDP-01 | Emergency Distribution Panel | 3PH | 1 | 1 | 1 | 0 | 0 | CR4003-EDP-01, Emergency Distribution Panel, 400/230 V (3PH+N+PE),Indoor, IP 41, 16 kA/1 Sec., Metalic Body, Front access, Wall Mounted, Complete with Incoming and Outgoing Feeder Circuits, Labels and etc as per relevant documents. The Vendor should Supply all of the Materials, Equipment & Accessories ((Including Nuts, Bolts and Fixing accessories) required for Complete Installation.
2314 | PANEL | CR-40-03 | CR4003-ELP-01 | Emergency Lighting Panel | 3PH | 1 | 1 | 1 | 0 | 0 | CR4003-ELP-01, Emergency Distribution Panel, 400/230 V (3PH+N+PE),Indoor, IP 41, 16 kA/1 Sec., Metalic Body, Front access, Wall Mounted, Complete with Incoming and Outgoing Feeder Circuits, Labels and etc as per relevant documents. The Vendor should Supply all of the Materials, Equipment & Accessories ((Including Nuts, Bolts and Fixing accessories) required for Complete Installation.
2315 | PANEL | CR-40-03 | CR4003-NLP-01 | Normal Lighting Panel | 3PH | 1 | 1 | 1 | 0 | 0 | CR4003-NLP-01, Normal Lighting Panel, 400/230 V (3PH+N+PE),Indoor, IP 41, 16 kA/1 Sec., Metalic Body, Front access, Wall Mounted, Complete with Incoming and Outgoing Feeder Circuits, Labels and etc as per relevant documents. The Vendor should Supply all of the Materials, Equipment & Accessories ((Including Nuts, Bolts and Fixing accessories) required for Complete Installation.
2316 | PANEL | RIB-40-01 | RIB4001-EDP-01 | Emergency Distribution Panel | 3PH | 1 | 1 | 1 | 0 | 0 | RIB4001-EDP-01, Emergency Distribution Panel, 400/230 V (3PH+N+PE),Indoor, IP 41, 16 kA/1 Sec., Metalic Body, Front access, Wall Mounted, Complete with Incoming and Outgoing Feeder Circuits, Labels and etc as per relevant documents. The Vendor should Supply all of the Materials, Equipment & Accessories ((Including Nuts, Bolts and Fixing accessories) required for Complete Installation.
2317 | PANEL | RIB-40-01 | RIB4001-ELP-01 | Emergency Lighting Panel | 3PH | 1 | 1 | 1 | 0 | 0 | RIB4001-ELP-01, Emergency Distribution Panel, 400/230 V (3PH+N+PE),Indoor, IP 41, 16 kA/1 Sec., Metalic Body, Front access, Wall Mounted, Complete with Incoming and Outgoing Feeder Circuits, Labels and etc as per relevant documents. The Vendor should Supply all of the Materials, Equipment & Accessories ((Including Nuts, Bolts and Fixing accessories) required for Complete Installation.
2318 | PANEL | RIB-40-01 | RIB4001-NLP-01 | Normal Lighting Panel | 3PH | 1 | 1 | 1 | 0 | 0 | RIB4001-NLP-01, Normal Lighting Panel, 400/230 V (3PH+N+PE),Indoor, IP 41, 16 kA/1 Sec., Metalic Body, Front access, Wall Mounted, Complete with Incoming and Outgoing Feeder Circuits, Labels and etc as per relevant documents. The Vendor should Supply all of the Materials, Equipment & Accessories ((Including Nuts, Bolts and Fixing accessories) required for Complete Installation.
2319 | PANEL | RIB-40-02 | RIB4002-EDP-01 | Emergency Distribution Panel | 3PH | 1 | 1 | 1 | 0 | 0 | RIB4002-EDP-01, Emergency Distribution Panel, 400/230 V (3PH+N+PE),Indoor, IP 41, 16 kA/1 Sec., Metalic Body, Front access, Wall Mounted, Complete with Incoming and Outgoing Feeder Circuits, Labels and etc as per relevant documents. The Vendor should Supply all of the Materials, Equipment & Accessories ((Including Nuts, Bolts and Fixing accessories) required for Complete Installation.
2320 | PANEL | RIB-40-02 | RIB4002-ELP-01 | Emergency Lighting Panel | 3PH | 1 | 1 | 1 | 0 | 0 | RIB4002-ELP-01, Emergency Distribution Panel, 400/230 V (3PH+N+PE),Indoor, IP 41, 16 kA/1 Sec., Metalic Body, Front access, Wall Mounted, Complete with Incoming and Outgoing Feeder Circuits, Labels and etc as per relevant documents. The Vendor should Supply all of the Materials, Equipment & Accessories ((Including Nuts, Bolts and Fixing accessories) required for Complete Installation.
2321 | PANEL | RIB-40-02 | RIB4002-NLP-01 | Normal Lighting Panel | 3PH | 1 | 1 | 1 | 0 | 0 | RIB4002-NLP-01, Normal Lighting Panel, 400/230 V (3PH+N+PE),Indoor, IP 41, 16 kA/1 Sec., Metalic Body, Front access, Wall Mounted, Complete with Incoming and Outgoing Feeder Circuits, Labels and etc as per relevant documents. The Vendor should Supply all of the Materials, Equipment & Accessories ((Including Nuts, Bolts and Fixing accessories) required for Complete Installation.
2322 | PANEL | RIB-40-03 | RIB4003-EDP-01 | Emergency Distribution Panel | 3PH | 1 | 1 | 1 | 0 | 0 | RIB4003-EDP-01, Emergency Distribution Panel, 400/230 V (3PH+N+PE),Indoor, IP 41, 16 kA/1 Sec., Metalic Body, Front access, Wall Mounted, Complete with Incoming and Outgoing Feeder Circuits, Labels and etc as per relevant documents. The Vendor should Supply all of the Materials, Equipment & Accessories ((Including Nuts, Bolts and Fixing accessories) required for Complete Installation.
2323 | PANEL | RIB-40-03 | RIB4003-ELP-01 | Emergency Lighting Panel | 3PH | 1 | 1 | 1 | 0 | 0 | RIB4003-ELP-01, Emergency Distribution Panel, 400/230 V (3PH+N+PE),Indoor, IP 41, 16 kA/1 Sec., Metalic Body, Front access, Wall Mounted, Complete with Incoming and Outgoing Feeder Circuits, Labels and etc as per relevant documents. The Vendor should Supply all of the Materials, Equipment & Accessories ((Including Nuts, Bolts and Fixing accessories) required for Complete Installation.
2324 | PANEL | RIB-40-03 | RIB4003-NLP-01 | Normal Lighting Panel | 3PH | 1 | 1 | 1 | 0 | 0 | RIB4003-NLP-01, Normal Lighting Panel, 400/230 V (3PH+N+PE),Indoor, IP 41, 16 kA/1 Sec., Metalic Body, Front access, Wall Mounted, Complete with Incoming and Outgoing Feeder Circuits, Labels and etc as per relevant documents. The Vendor should Supply all of the Materials, Equipment & Accessories ((Including Nuts, Bolts and Fixing accessories) required for Complete Installation.
2325 | PANEL | SS-40-03 | SS4003-EDP-01 | Emergency Distribution Panel | 3PH | 1 | 1 | 1 | 0 | 0 | SS4003-EDP-01, Emergency Distribution Panel, 400/230 V (3PH+N+PE), Indoor, IP41, 16 kA/1 Sec., Metalic Body, Front Access, Surface Mounting Wall Type, Complete with Incoming and Outgoing Feeder Circuits, Labels As Per Relevant Documents. The Vendor Should Supply All of The Materials, Equipment & Accessories (Including Nuts, Bolts and Fixing Accessories) & Special Tools Required for Complete Installation.
2326 | PANEL | SS-40-03 | SS4003-ELP-01 | Emergency Lighting Panel | 3PH | 1 | 1 | 1 | 0 | 0 | SS4003-ELP-01, Emergency Lighting Panel, 400/230 V (3PH+N+PE), Indoor, IP41, 16 kA/1 Sec., Metalic Body, Front Access, Surface Mounting Wall Type, Complete with Incoming and Outgoing Feeder Circuits, Labels As Per Relevant Documents. The Vendor Should Supply All of The Materials, Equipment & Accessories (Including Nuts, Bolts and Fixing Accessories) & Special Tools Required for Complete Installation.
2327 | PANEL | SS-40-03 | SS4003-NLP-01 | Normal Lighting Panel | 3PH | 1 | 1 | 1 | 0 | 0 | SS4003-NLP-01, Normal Lighting Panel, 400/230 V (3PH+N+PE), Indoor, IP41, 16kA/1 Sec., Metalic Body, Front Access, Surface Mounting Wall Type, Complete with Incoming and Outgoing Feeder Circuits, Labels As Per Relevant Documents. The Vendor Should Supply All of The Materials, Equipment & Accessories (Including Nuts, Bolts and Fixing Accessories) & Special Tools Required for Complete Installation.
2328 | PANEL | SS-40-04 | SS4004-EDP-01 | Emergency Distribution Panel | 3PH | 1 | 1 | 1 | 0 | 0 | SS4004-EDP-01, Emergency Distribution Panel, 400/230 V (3PH+N+PE), Indoor, IP 41, 16 kA/1 Sec., Metalic Body, Front Access, Surface Mounting Wall Type, Complete with Incoming and Outgoing Feeder Circuits, Labels As Per Relevant Documents. The Vendor Should Supply All of The Materials, Equipment & Accessories (Including Nuts, Bolts and Fixing Accessories) & Special Tools Required for Complete Installation.
2329 | PANEL | SS-40-04 | SS4004-ELP-01 | Emergency Lighting Panel | 3PH | 1 | 1 | 1 | 0 | 0 | SS4004-ELP-01, Emergency Lighting Panel, 400/230 V (3PH+N+PE), Indoor, IP 41, 16 kA/1 Sec., Metalic Body, Front Access, Surface Mounting Wall Type, Complete with Incoming and Outgoing Feeder Circuits, Labels As Per Relevant Documents. The Vendor Should Supply All of The Materials, Equipment & Accessories (Including Nuts, Bolts and Fixing Accessories) & Special Tools Required for Complete Installation.
2330 | PANEL | SS-40-04 | SS4004-NLP-01 | Normal Lighting Panel | 3PH | 1 | 1 | 1 | 0 | 0 | SS4004-NLP-01, Normal Lighting Panel, 400/230 V (3PH+N+PE), Indoor, IP 41, 16kA/1 Sec., Metalic Body, Front Access, Surface Mounting Wall Type, Complete with Incoming and Outgoing Feeder Circuits, Labels As Per Relevant Documents. The Vendor Should Supply All of The Materials, Equipment & Accessories (Including Nuts, Bolts and Fixing Accessories) & Special Tools Required for Complete Installation.
2331 | PANEL | SS-40-05 | SS4005-EDP-01 | Emergency Distribution Panel | 3PH | 1 | 1 | 1 | 0 | 0 | SS4005-EDP-01, Emergency Distribution Panel, 400/230 V (3PH+N+PE), Indoor, IP 41, 16 kA/1 Sec., Metalic Body, Front Access, Surface Mounting Wall Type, Complete with Incoming and Outgoing Feeder Circuits, Labels As Per Relevant Documents. The Vendor Should Supply All of The Materials, Equipment & Accessories (Including Nuts, Bolts and Fixing Accessories) & Special Tools Required for Complete Installation.
2332 | PANEL | SS-40-05 | SS4005-ELP-01 | Emergency Lighting Panel | 3PH | 1 | 1 | 1 | 0 | 0 | SS4005-ELP-01, Emergency Lighting Panel, 400/230 V (3PH+N+PE), Indoor, IP 41, 16 kA/1 Sec., Metalic Body, Front Access, Surface Mounting Wall Type, Complete with Incoming and Outgoing Feeder Circuits, Labels As Per Relevant Documents. The Vendor Should Supply All of The Materials, Equipment & Accessories (Including Nuts, Bolts and Fixing Accessories) & Special Tools Required for Complete Installation.
2333 | PANEL | SS-40-05 | SS4005-NLP-01 | Normal Lighting Panel | 3PH | 1 | 1 | 1 | 0 | 0 | SS4005-NLP-01, Normal Lighting Panel, 400/230 V (3PH+N+PE), Indoor, IP 41, 16 kA/1 Sec., Metalic Body, Front Access, Surface Mounting Wall Type, Complete with Incoming and Outgoing Feeder Circuits, Labels As Per Relevant Documents. The Vendor Should Supply All of The Materials, Equipment & Accessories (Including Nuts, Bolts and Fixing Accessories) & Special Tools Required for Complete Installation.
2334 | PANEL | SS-40-09 | SS4009-EDP-01 | Emergency Distribution Panel | 3PH | 1 | 1 | 1 | 0 | 0 | SS4009-EDP-01, Emergency Distribution Panel, 400/230 V (3PH+N+PE), Indoor, IP 41, 16 kA/1 Sec., Metalic Body, Front Access, Surface Mounting Wall Type, Complete with Incoming and Outgoing Feeder Circuits, Labels As Per Relevant Documents. The Vendor Should Supply All of The Materials, Equipment & Accessories (Including Nuts, Bolts and Fixing Accessories) & Special Tools Required for Complete Installation.
2335 | PANEL | SS-40-09 | SS4009-ELP-01 | Emergency Lighting Panel | 3PH | 1 | 1 | 1 | 0 | 0 | SS4009-ELP-01, Emergency Lighting Panel, 400/230 V (3PH+N+PE), Indoor, IP 41, 16 kA/1 Sec., Metalic Body, Front Access, Surface Mounting Wall Type, Complete with Incoming and Outgoing Feeder Circuits, Labels As Per Relevant Documents. The Vendor Should Supply All of The Materials, Equipment & Accessories (Including Nuts, Bolts and Fixing Accessories) & Special Tools Required for Complete Installation.
2336 | PANEL | SS-40-09 | SS4009-NLP-01 | Normal Lighting Panel | 3PH | 1 | 1 | 1 | 0 | 0 | SS4009-NLP-01, Normal Lighting Panel, 400/230 V (3PH+N+PE), Indoor, IP 41, 16 kA/1 Sec., Metalic Body, Front Access, Surface Mounting Wall Type, Complete with Incoming and Outgoing Feeder Circuits, Labels As Per Relevant Documents. The Vendor Should Supply All of The Materials, Equipment & Accessories (Including Nuts, Bolts and Fixing Accessories) & Special Tools Required for Complete Installation.
2337 | SOCKET | 20 | EPSJ071A6FN2T3 | 24 VAC Socket | 24V | 3 | 3 | 0 | 3 | 0 | 24 VAC Socket Outlet, Single Phase, 3 Pole (L+N+PE), 16 A, 16 kA, Weather proof, IP55W, Outdoor Type, with Enclosure of Metallic and Corrosion Resistant, Complete with Plug and with a Built in On/Off Switch Fitted with Padlocking Facility in “Off” Position, Plug interlock with Switch at On postion, Junction Box(as below, including 230/24 VAC Transformer, Internal & External Earthing Terminal, All fixing Materials Suitable for Wall/Support Mounting. Junction Box, IP55W, Outdoor Type, Made of Copper Free Aluminum or cast iron, with 3 Cable Entries Size ISO threaded 2xM32+1xM20 (Two on the bottom+One on the top), Cable Glands 2xM32 Brass Nickel Plated with Shroud for Incoming Cable XLPE/LSH/SWA/PVC & 1xM20 for Outgoing Cable XLPE/SWA/PVC, One M32 Stop Plug, Internal and external earth studs, and 10 Nos.Terminals Size 25 mm².
2338 | SOCKET | 20 | ENSC0731AI5FN000 | Convenience Outlet | 230V | 3 | 3 | 0 | 3 | 0 | Convenience Outlet, 230 VAC, Single Phase, 3 Pole (L+N+PE), 16 A, 16 kA, Weather proof, IP55W, Outdoor Type, with Enclosure of Metallic and Corrosion Resistant, Complete with Plug and with a Built in On/Off Switch Fitted with Padlocking Facility in “Off” Position, Plug interlock with Switch at On postion, Junction Box(as below), Internal & External Earthing Terminal, All fixing Materials, Suitable for Wall/Support Mounting. Junction Box, Weather proof, IP55W, Outdoor Type, Made of Copper Free Aluminum or cast iron, with 3 Cable Entries Size ISO threaded 2xM32+1xM20 (Two on the bottom+One on the top), Cable Glands 2xM32 Brass Nickel Plated with Shroud for Incoming Cable XLPE/LSH/SWA/PVC & 1xM20 for Outgoing Cable XLPE/SWA/PVC, One M32 Stop Plug, Internal and external earth studs, and 10 Nos.Terminals Size 25 mm².
2339 | SOCKET | 20 | ENSD1351AI5FN000 | welding socket | 400 V | 3 | 3 | 0 | 3 | 0 | Welding Socket Outlet, 400 V, 3 Pole & Earth Contacts (3phase and PE), 63 A, 16 kA, Weather proof, IP55W, Outdoor Type, with Enclosure of Metallic and Corrosion Resistant, Complete with Plug, with a Built in On/Off Switch Fitted with Padlocking Facility in “Off” Position, Plug interlock with Switch at On postion, Junction Box (as below), Internal & External Earthing Terminals, All fixing Materials, Suitable for Wall/Support Mounting. Junction Box, Weather proof, IP55W, Outdoor Type, Made of Copper Free Aluminum or cast iron with 3 Cable Entries Size ISO threaded 2xM40+1xM32 (Two on the bottom+One on the top), Cable Glands 2xM40 Brass Nickel Plated with Shroud for Incoming Cable XLPE/LSH/SWA/PVC & 1xM32 for Outgoing Cable XLPE/SWA/PVC, One M40 Stop Plug, Internal and external earth studs, and 10 Nos.Terminals Size 70 mm².
2340 | SOCKET | 35 | EPSJ071A6FN2T3 | 24 VAC Socket | 24V | 3 | 3 | 3 | 0 | 0 | 24 VAC Socket Outlet, Single Phase, 3 Pole (L+N+PE), 16 A, 16 kA, Explosion Proof Type Exd IIB T3, IP65, with Enclosure of Metallic and Corrosion Resistant, Complete with Plug and with a Built in On/Off Switch Fitted with Padlocking Facility in “Off” Position, Plug interlock with Switch at On postion, Junction Box(as below, including 230/24 VAC Transformer, Internal & External Earthing Terminal, All fixing Materials Suitable for Wall/Support Mounting. Junction Box, Explosion Proof Type Exd IIB T3, IP65, Made of Copper Free Aluminum or cast iron, with 3 Cable Entries Size ISO threaded 2xM32+1xM20 (Two on the bottom+One on the top), Cable Glands 2xM32 Brass Nickel Plated with Shroud for Incoming Cable CU/XLPE/BD/LSH/SWA/PVC & 1xM20 for Outgoing Cable CU/XLPE/BD/SWA/PVC, Internal and external earth studs, and 10 Nos.Terminals Size 10 mm².
2341 | SOCKET | 35 | EPSJ073A6FN2T3 | Convenience Outlet | 230V | 3 | 3 | 3 | 0 | 0 | Convenience Outlet, 230 VAC, Single Phase, 3 Pole (L+N+PE), 16 A, 16 kA, Explosion Proof Type Exd IIB T3, IP65, with Enclosure of Metallic and Corrosion Resistant, Complete with Plug and with a Built in On/Off Switch Fitted with Padlocking Facility in “Off” Position, Plug interlock with Switch at On postion, Junction Box(as below), Internal & External Earthing Terminal, All fixing Materials, Suitable for Wall/Support Mounting. Junction Box, Explosion Proof Type Exd IIB T3, IP65, Made of Copper Free Aluminum or cast iron, with 3 Cable Entries Size ISO threaded 2xM32+1xM20 (Two on the bottom+One on the top), Cable Glands 2xM32 Brass Nickel Plated with Shroud for Incoming Cable CU/XLPE/BD/LSH/SWA/PVC & 1xM20 for Outgoing Cable CU/XLPE/BD/SWA/PVC, Internal and external earth studs, and 10 Nos.Terminals Size 10 mm².
2342 | SOCKET | 35 | EPSJ135A6FN2T3 | welding socket | 400V | 3 | 3 | 3 | 0 | 0 | Welding Socket Outlet, 400 V, 3 Pole & Earth Contacts (3phase and PE), 63 A, 16 kA, Explosion-Proof Type Exd IIB T3, IP65, with Enclosure of Metallic and Corrosion Resistant, Complete with Plug, with a Built in On/Off Switch Fitted with Padlocking Facility in “Off” Position, Plug interlock with Switch at On postion, Junction Box (as below), Internal & External Earthing Terminals, All fixing Materials, Suitable for Wall/Support Mounting. Junction Box, Explosion Proof Type Exd IIB T3, IP65, Made of Copper Free Aluminum or cast iron with 3 Cable Entries Size ISO threaded 3xM40 (Two on the bottom+One on the top), Cable Glands 2xM40 Brass Nickel Plated with Shroud for Incoming Cable CU/XLPE/BD/LSH/SWA/PVC & 1xM40 for Outgoing Cable CU/XLPE/BD/SWA/PVC, Internal and external earth studs, and 10 Nos.Terminals Size 25 mm².
2343 | SOCKET | 41 | ENSC0711AI5FN000 | 24 VAC Socket | 24V | 6 | 6 | 6 | 0 | 0 | 24 VAC Socket Outlet, Single Phase, 3 Pole (L+N+PE), 16 A, 16 kA, Weather proof, IP55W, with Enclosure of Metallic and Corrosion Resistant, Complete with Plug and with a Built in On/Off Switch Fitted with Padlocking Facility in “Off” Position, Plug interlock with Switch at On position, Junction Box(as below, including 230/24 VAC Transformer, Internal & External Earthing Terminal, All fixing Materials Suitable for Wall/Support Mounting. Junction Box, Weather proof, IP55W, Made of Copper Free Aluminum or cast iron, with 3 Cable Entries Size ISO threaded 2xM32+1xM20 (Two on the bottom+One on the top), Cable Glands 2xM32 Brass Nickel Plated with Shroud for Incoming Cable XLPE/LSH/SWA/PVC & 1xM20 for Outgoing Cable XLPE/SWA/PVC, One M32 Stop Plug, Internal and external earth studs, and 10 Nos.Terminals Size 25 mm².
2344 | SOCKET | 41 | ENSC0731AI5FN000 | Convenience Outlet | 230V | 7 | 7 | 7 | 0 | 0 | Convenience Outlet, 230 VAC, Single Phase, 3 Pole (L+N+PE), 16 A, 16 kA, Weather proof, IP55W, Outdoor Type, with Enclosure of Metallic and Corrosion Resistant, Complete with Plug and with a Built in On/Off Switch Fitted with Padlocking Facility in “Off” Position, Plug interlock with Switch at On postion, Junction Box(as below), Internal & External Earthing Terminal, All fixing Materials, Suitable for Wall/Support Mounting. Junction Box, Weather proof, IP55W, Outdoor Type, Made of Copper Free Aluminum or cast iron, with 3 Cable Entries Size ISO threaded 2xM32+1xM20 (Two on the bottom+One on the top), Cable Glands 2xM32 Brass Nickel Plated with Shroud for Incoming Cable XLPE/SWA/PVC & 1xM20 for Outgoing Cable XLPE/SWA/PVC, One M32 Stop Plug, Internal and external earth studs, and 10 Nos.Terminals Size 25 mm².
2345 | SOCKET | 41 | ENSD1351AI5FN000 | welding socket | 400 V | 6 | 6 | 6 | 0 | 0 | Welding Socket Outlet, 400 V, 3 Pole & Earth Contacts (3phase and PE), 63 A, 16 kA, Weather proof, IP55W, Outdoor Type, with Enclosure of Metallic and Corrosion Resistant, Complete with Plug, with a Built in On/Off Switch Fitted with Padlocking Facility in “Off” Position, Plug interlock with Switch at On postion, Junction Box (as below), Internal & External Earthing Terminals, All fixing Materials, Suitable for Wall/Support Mounting. Junction Box, Weather proof, IP55W, Outdoor Type, Made of Copper Free Aluminum or cast iron with 3 Cable Entries Size ISO threaded 2xM40+1xM32 (Two on the bottom+One on the top), Cable Glands 2xM40 Brass Nickel Plated with Shroud for Incoming Cable XLPE/SWA/PVC & 1xM32 for Outgoing Cable XLPE/SWA/PVC, One M40 Stop Plug, Internal and external earth studs, and 10 Nos.Terminals Size 70 mm².
2346 | SOCKET | 42 | EPSJ071A6FN2T3 | 24 VAC Socket | 24V | 5 | 5 | 5 | 0 | 0 | 24 VAC Socket Outlet, Single Phase, 3 Pole (L+N+PE), 16 A, 16 kA, Weather proof, IP55W, with Enclosure of Metallic and Corrosion Resistant, Complete with Plug and with a Built in On/Off Switch Fitted with Padlocking Facility in “Off” Position, Plug interlock with Switch at On postion, Junction Box(as below, including 230/24 VAC Transformer, Internal & External Earthing Terminal, All fixing Materials Suitable for Wall/Support Mounting. Junction Box, Weather proof, IP55W, Made of Copper Free Aluminum or cast iron, with 3 Cable Entries Size ISO threaded 2xM32+1xM20 (Two on the bottom+One on the top), Cable Glands 2xM32 Brass Nickel Plated with Shroud for Incoming Cable CU/XLPE/BD/LSH/SWA/PVC & 1xM20 for Outgoing Cable CU/XLPE/BD/SWA/PVC, Internal and external earth studs, and 10 Nos.Terminals Size 16 mm².
2347 | SOCKET | 42 | ENSC0731AI5FN000 | Convenience Outlet | 230V | 5 | 5 | 5 | 0 | 0 | Convenience Outlet, 230 VAC, Single Phase, 3 Pole (L+N+PE), 16 A, 16 kA,Weather proof, IP55W, with Enclosure of Metallic and Corrosion Resistant, Complete with Plug and with a Built in On/Off Switch Fitted with Padlocking Facility in “Off” Position, Plug interlock with Switch at On postion, Junction Box(as below), Internal & External Earthing Terminal, All fixing Materials, Suitable for Wall/Support Mounting. Junction Box, Weather proof, IP55W, Made of Copper Free Aluminum or cast iron, with 3 Cable Entries Size ISO threaded 2xM32+1xM20 (Two on the bottom+One on the top), Cable Glands 2xM32 Brass Nickel Plated with Shroud for Incoming Cable CU/XLPE/BD/LSH/SWA/PVC & 1xM20 for Outgoing Cable CU/XLPE/BD/SWA/PVC, Internal and external earth studs, and 10 Nos.Terminals Size 16 mm².
2348 | SOCKET | 42 | ENSD1351AI5FN000 | welding socket | 400 V | 5 | 5 | 5 | 0 | 0 | Welding Socket Outlet, 400 V, 3 Pole & Earth Contacts (3phase and PE), 63 A, 16 kA, Weather proof, IP55W, with Enclosure of Metallic and Corrosion Resistant, Complete with Plug, with a Built in On/Off Switch Fitted with Padlocking Facility in “Off” Position, Plug interlock with Switch at On postion, Junction Box (as below), Internal & External Earthing Terminals, All fixing Materials, Suitable for Wall/Support Mounting. Junction Box, Weather proof, IP55W, Made of Copper Free Aluminum or cast iron with 3 Cable Entries Size ISO threaded 3xM40 (Two on the bottom+One on the top), Cable Glands 2xM40 Brass Nickel Plated with Shroud for Incoming Cable CU/XLPE/BD/LSH/SWA/PVC & 1xM40 for Outgoing Cable CU/XLPE/BD/SWA/PVC, Internal and external earth studs, and 10 Nos.Terminals Size 25 mm².
2349 | SOCKET | 43 | EPSJ071A6FN2T3 | 24 VAC Socket | 24V | 1 | 1 | 1 | 0 | 0 | 24 VAC Socket Outlet, Single Phase, 3 Pole (L+N+PE), 16 A, 16 kA, Explosion Proof Type Exd IIB T3, IP65, with Enclosure of Metallic and Corrosion Resistant, Complete with Plug and with a Built in On/Off Switch Fitted with Padlocking Facility in “Off” Position, Plug interlock with Switch at On postion, Junction Box(as below, including 230/24 VAC Transformer, Internal & External Earthing Terminal, All fixing Materials Suitable for Wall/Support Mounting. Junction Box, Explosion Proof Type Exd IIB T3, IP65, Made of Copper Free Aluminum or cast iron, with 3 Cable Entries Size ISO threaded 2xM32+1xM20 (Two on the bottom+One on the top), Cable Glands 2xM32 Brass Nickel Plated with Shroud for Incoming Cable XLPE/LSH/SWA/PVC & 1xM20 for Outgoing Cable XLPE/SWA/PVC, One M32 Stop Plug, Internal and external earth studs, and 10 Nos.Terminals Size 25 mm².
2350 | SOCKET | 43 | EPSJ073A6FN2T3 | Convenience Outlet | 230V | 1 | 1 | 1 | 0 | 0 | Convenience Outlet, 230 VAC, Single Phase, 3 Pole (L+N+PE), 16 A, 16 kA, Explosion Proof Type Exd IIB T3, IP65, with Enclosure of Metallic and Corrosion Resistant, Complete with Plug and with a Built in On/Off Switch Fitted with Padlocking Facility in “Off” Position, Plug interlock with Switch at On postion, Junction Box(as below), Internal & External Earthing Terminal, All fixing Materials, Suitable for Wall/Support Mounting. Junction Box, Explosion Proof Type Exd IIB T3, IP65, Made of Copper Free Aluminum or cast iron, with 3 Cable Entries Size ISO threaded 2xM32+1xM20 (Two on the bottom+One on the top), Cable Glands 2xM32 Brass Nickel Plated with Shroud for Incoming Cable XLPE/LSH/SWA/PVC & 1xM20 for Outgoing Cable XLPE/SWA/PVC, One M32 Stop Plug, Internal and external earth studs, and 10 Nos.Terminals Size 25 mm².
2351 | SOCKET | 43 | EPSJ135A6FN2T3 | welding socket | 400V | 1 | 1 | 1 | 0 | 0 | Welding Socket Outlet, 400 V, 3 Pole & Earth Contacts (3phase and PE), 63 A, 16 kA, Explosion-Proof Type Exd IIB T3, IP65, with Enclosure of Metallic and Corrosion Resistant, Complete with Plug, with a Built in On/Off Switch Fitted with Padlocking Facility in “Off” Position, Plug interlock with Switch at On postion, Junction Box (as below), Internal & External Earthing Terminals, All fixing Materials, Suitable for Wall/Support Mounting. Junction Box, Explosion Proof Type Exd IIB T3, IP65, Made of Copper Free Aluminum or cast iron with 3 Cable Entries Size ISO threaded 2xM40+1xM32 (Two on the bottom+One on the top), Cable Glands 2xM40 Brass Nickel Plated with Shroud for Incoming Cable XLPE/LSH/SWA/PVC & 1xM32 for Outgoing Cable XLPE/SWA/PVC, One M40 Stop Plug, Internal and external earth studs, and 10 Nos.Terminals Size 70 mm²
2352 | SOCKET | 44 | ENSC071AI5FN000 | 24 VAC Socket | 24V | 2 | 2 | 2 | 0 | 0 | 24 VAC Socket Outlet, Single Phase, 3 Pole (L+N+PE), 16 A, 16 kA, Weather proof, IP55W, Outdoor Type, with Enclosure of Metallic and Corrosion Resistant, Complete with Plug and with a Built in On/Off Switch Fitted with Padlocking Facility in “Off” Position, Plug interlock with Switch at On position, Junction Box(as below, including 230/24 VAC Transformer, Internal & External Earthing Terminal, All fixing Materials Suitable for Wall/Support Mounting. Junction Box, Weather proof, IP55W, Outdoor Type, Made of Copper Free Aluminum or cast iron, with 3 Cable Entries Size ISO threaded 2xM32+1xM20 (Two on the bottom+One on the top), Cable Glands 2xM32 Brass Nickel Plated with Shroud for Incoming Cable XLPE/LSH/SWA/PVC & 1xM20 for Outgoing Cable XLPE/SWA/PVC, One M32 Stop Plug, Internal and external earth studs, and 10 Nos.Terminals Size 10 mm².
2353 | SOCKET | 44 | ENSC0731AI5FN000 | Convenience Outlet | 230V | 2 | 2 | 2 | 0 | 0 | Convenience Outlet, 230 VAC, Single Phase, 3 Pole (L+N+PE), 16 A, 16 kA, Weather proof, IP55W, Outdoor Type, with Enclosure of Metallic and Corrosion Resistant, Complete with Plug and with a Built in On/Off Switch Fitted with Padlocking Facility in “Off” Position, Plug interlock with Switch at On position, Junction Box(as below), Internal & External Earthing Terminal, All fixing Materials, Suitable for Wall/Support Mounting. Junction Box, Weather proof, IP55W, Outdoor Type, Made of Copper Free Aluminum or cast iron, with 3 Cable Entries Size ISO threaded 2xM32+1xM20 (Two on the bottom+One on the top), Cable Glands 2xM32 Brass Nickel Plated with Shroud for Incoming Cable XLPE/LSH/SWA/PVC & 1xM20 for Outgoing Cable XLPE/SWA/PVC, One M32 Stop Plug, Internal and external earth studs, and 10 Nos.Terminals Size 10 mm².
2354 | SOCKET | 44 | ENSD1351AI5FN000 | welding socket | 400 V | 2 | 2 | 2 | 0 | 0 | Welding Socket Outlet, 400 V, 3 Pole & Earth Contacts (3phase and PE), 63 A, 16 kA, Weather proof, IP55W, Outdoor Type, with Enclosure of Metallic and Corrosion Resistant, Complete with Plug, with a Built in On/Off Switch Fitted with Padlocking Facility in “Off” Position, Plug interlock with Switch at On position, Junction Box (as below), Internal & External Earthing Terminals, All fixing Materials, Suitable for Wall/Support Mounting. Junction Box, Weather proof, IP55W, Outdoor Type, Made of Copper Free Aluminum or cast iron with 3 Cable Entries Size ISO threaded 2xM40+1xM32 (Two on the bottom+One on the top), Cable Glands 2xM40 Brass Nickel Plated with Shroud for Incoming Cable XLPE/LSH/SWA/PVC & 1xM32 for Outgoing Cable XLPE/SWA/PVC, One M40 Stop Plug, Internal and external earth studs, and 10 Nos.Terminals Size 25 mm².
2355 | SOCKET | 51 | EPSJ071A6FN2T3 | 24 VAC Socket | 24V | 36 | 36 | 36 | 0 | 0 | 24 VAC Socket Outlet, Single Phase, 3 Pole (L+N+PE), 16 A, 16 kA, Explosion Proof Type Exd IIB T3, IP65, with Enclosure of Metallic and Corrosion Resistant, Complete with Plug and with a Built in On/Off Switch Fitted with Padlocking Facility in “Off” Position, Plug interlock with Switch at On postion, Junction Box(as below, including 230/24 VAC Transformer, Internal & External Earthing Terminal, All fixing Materials Suitable for Wall/Support Mounting. Junction Box, Explosion Proof Type Exd IIB T3, IP65, Made of Copper Free Aluminum or cast iron, with 3 Cable Entries Size ISO threaded 2xM32+1xM20 (Two on the bottom+One on the top), Cable Glands 2xM32 Brass Nickel Plated with Shroud for Incoming Cable XLPE/LSH/SWA/PVC & 1xM20 for Outgoing Cable XLPE/SWA/PVC, One M32 Stop Plug, Internal and external earth studs, and 10 Nos.Terminals Size 16 mm².
2356 | SOCKET | 51 | EPSJ071A6FN3T3 | 24 VAC Socket | 24V | 7 | 7 | 7 | 0 | 0 | 24 VAC Socket Outlet, Single Phase, 3 Pole (L+N+PE), 16 A, 16 kA, Explosion Proof Type Exd IIC T3, IP65, with Enclosure of Metallic and Corrosion Resistant, Complete with Plug and with a Built in On/Off Switch Fitted with Padlocking Facility in “Off” Position, Plug interlock with Switch at On postion, Junction Box(as below, including 230/24 VAC Transformer, Internal & External Earthing Terminal, All fixing Materials Suitable for Wall/Support Mounting. Junction Box, Explosion Proof Type Exd IIB T3, IP65, Made of Copper Free Aluminum or cast iron, with 3 Cable Entries Size ISO threaded 2xM32+1xM20 (Two on the bottom+One on the top), Cable Glands 2xM32 Brass Nickel Plated with Shroud for Incoming Cable XLPE/LSH/SWA/PVC & 1xM20 for Outgoing Cable XLPE/SWA/PVC, One M32 Stop Plug, Internal and external earth studs, and 10 Nos.Terminals Size 25 mm². |  | FOR H-5101,H-5102,H-5103
2357 | SOCKET | 51 | EPSJ073A6FN2T3 | Convenience Outlet | 230V | 36 | 36 | 36 | 0 | 0 | Convenience Outlet, 230 VAC, Single Phase, 3 Pole (L+N+PE), 16 A, 16 kA, Explosion Proof Type Exd IIB T3, IP65, with Enclosure of Metallic and Corrosion Resistant, Complete with Plug and with a Built in On/Off Switch Fitted with Padlocking Facility in “Off” Position, Plug interlock with Switch at On postion, Junction Box(as below), Internal & External Earthing Terminal, All fixing Materials, Suitable for Wall/Support Mounting. Junction Box, Explosion Proof Type Exd IIB T3, IP65, Made of Copper Free Aluminum or cast iron, with 3 Cable Entries Size ISO threaded 2xM32+1xM20 (Two on the bottom+One on the top), Cable Glands 2xM32 Brass Nickel Plated with Shroud for Incoming Cable XLPE/LSH/SWA/PVC & 1xM20 for Outgoing Cable XLPE/SWA/PVC, One M32 Stop Plug, Internal and external earth studs, and 10 Nos.Terminals Size 16 mm².
2358 | SOCKET | 51 | EPSJ073A6FN3T3 | Convenience Outlet | 230V | 7 | 7 | 7 | 0 | 0 | Convenience Outlet, 230 VAC, Single Phase, 3 Pole (L+N+PE), 16 A, 16 kA, Explosion Proof Type Exd IIC T3, IP65, with Enclosure of Metallic and Corrosion Resistant, Complete with Plug and with a Built in On/Off Switch Fitted with Padlocking Facility in “Off” Position, Plug interlock with Switch at On postion, Junction Box(as below), Internal & External Earthing Terminal, All fixing Materials, Suitable for Wall/Support Mounting. Junction Box, Explosion Proof Type Exd IIB T3, IP65, Made of Copper Free Aluminum or cast iron, with 3 Cable Entries Size ISO threaded 2xM32+1xM20 (Two on the bottom+One on the top), Cable Glands 2xM32 Brass Nickel Plated with Shroud for Incoming Cable XLPE/LSH/SWA/PVC & 1xM20 for Outgoing Cable XLPE/SWA/PVC, One M32 Stop Plug, Internal and external earth studs, and 10 Nos.Terminals Size 25 mm². |  | FOR H-5101,H-5102,H-5103
2359 | SOCKET | 51 | EPSJ135A6FN2T3 | welding socket | 400V | 14 | 14 | 14 | 0 | 0 | Welding Socket Outlet, 400 V, 3 Pole & Earth Contacts (3phase and PE), 63 A, 16 kA, Explosion-Proof Type Exd IIB T3, IP65, with Enclosure of Metallic and Corrosion Resistant, Complete with Plug, with a Built in On/Off Switch Fitted with Padlocking Facility in “Off” Position, Plug interlock with Switch at On postion, Junction Box (as below), Internal & External Earthing Terminals, All fixing Materials, Suitable for Wall/Support Mounting. Junction Box, Explosion Proof Type Exd IIB T3, IP65, Made of Copper Free Aluminum or cast iron with 3 Cable Entries Size ISO threaded 2xM40+1xM32 (Two on the bottom+One on the top), Cable Glands 2xM40 Brass Nickel Plated with Shroud for Incoming Cable XLPE/LSH/SWA/PVC & 1xM32 for Outgoing Cable XLPE/SWA/PVC, One M40 Stop Plug, Internal and external earth studs, and 10 Nos.Terminals Size 35 mm².
2360 | SOCKET | 55 | EPSJ071A6FN2T3 | 24 VAC Socket | 24V | 15 | 15 | 15 | 0 | 0 | 24 VAC Socket Outlet, Single Phase, 3 Pole (L+N+PE), 16 A, 16 kA, Explosion Proof Type Exd IIB T3, IP65, with Enclosure of Metallic and Corrosion Resistant, Complete with Plug and with a Built in On/Off Switch Fitted with Padlocking Facility in “Off” Position, Plug interlock with Switch at On postion, Junction Box(as below, including 230/24 VAC Transformer, Internal & External Earthing Terminal, All fixing Materials Suitable for Wall/Support Mounting. Junction Box, Explosion Proof Type Exd IIB T3, IP65, Made of Copper Free Aluminum or cast iron, with 3 Cable Entries Size ISO threaded 2xM32+1xM20 (Two on the bottom+One on the top), Cable Glands 2xM32 Brass Nickel Plated with Shroud for Incoming Cable XLPE/LSH/SWA/PVC & 1xM20 for Outgoing Cable XLPE/SWA/PVC, One M32 Stop Plug, Internal and external earth studs, and 10 Nos.Terminals Size 16 mm². |  | ONE SET HAS BEEN CONSIDERED FOR OFF GAS COPMRESSOR AREA
2361 | SOCKET | 55 | EPSJ073A6FN2T3 | Convenience Outlet | 230V | 15 | 15 | 15 | 0 | 0 | Convenience Outlet, 230 VAC, Single Phase, 3 Pole (L+N+PE), 16 A, 16 kA, Explosion Proof Type Exd IIB T3, IP65, with Enclosure of Metallic and Corrosion Resistant, Complete with Plug and with a Built in On/Off Switch Fitted with Padlocking Facility in “Off” Position, Plug interlock with Switch at On postion, Junction Box(as below), Internal & External Earthing Terminal, All fixing Materials, Suitable for Wall/Support Mounting. Junction Box, Explosion Proof Type Exd IIB T3, IP65, Made of Copper Free Aluminum or cast iron, with 3 Cable Entries Size ISO threaded 2xM32+1xM20 (Two on the bottom+One on the top), Cable Glands 2xM32 Brass Nickel Plated with Shroud for Incoming Cable XLPE/LSH/SWA/PVC & 1xM20 for Outgoing Cable XLPE/SWA/PVC, One M32 Stop Plug, Internal and external earth studs, and 10 Nos.Terminals Size 16 mm². |  | ONE SET HAS BEEN CONSIDERED FOR OFF GAS COPMRESSOR AREA
2362 | SOCKET | 55 | EPSJ135A6FN2T3 | welding socket | 400V | 6 | 6 | 6 | 0 | 0 | Welding Socket Outlet, 400 V, 3 Pole & Earth Contacts (3phase and PE), 63 A, 16 kA, Explosion-Proof Type Exd IIB T3, IP65, with Enclosure of Metallic and Corrosion Resistant, Complete with Plug, with a Built in On/Off Switch Fitted with Padlocking Facility in “Off” Position, Plug interlock with Switch at On postion, Junction Box (as below), Internal & External Earthing Terminals, All fixing Materials, Suitable for Wall/Support Mounting. Junction Box, Explosion Proof Type Exd IIB T3, IP65, Made of Copper Free Aluminum or cast iron with 3 Cable Entries Size ISO threaded 2xM40+1xM32 (Two on the bottom+One on the top), Cable Glands 2xM40 Brass Nickel Plated with Shroud for Incoming Cable XLPE/LSH/SWA/PVC & 1xM32 for Outgoing Cable XLPE/SWA/PVC, One M40 Stop Plug, Internal and external earth studs, and 10 Nos.Terminals Size 25 mm². |  | ONE SET HAS BEEN CONSIDERED FOR OFF GAS COPMRESSOR AREA
2363 | SOCKET | 61 | ENSC071AI5FN000 | 24 VAC Socket | 24V | 3 | 3 | 3 | 0 | 0 | 24 VAC Socket Outlet, Single Phase, 3 Pole (L+N+PE), 16 A, 16 kA, Weather proof, IP55W, Outdoor Type, with Enclosure of Metallic and Corrosion Resistant, Complete with Plug and with a Built in On/Off Switch Fitted with Padlocking Facility in “Off” Position, Plug interlock with Switch at On postion, Junction Box(as below, including 230/24 VAC Transformer, Internal & External Earthing Terminal, All fixing Materials Suitable for Wall/Support Mounting. Junction Box, Weather proof, IP55W, Outdoor Type, Made of Copper Free Aluminum or cast iron, with 3 Cable Entries Size ISO threaded 2xM32+1xM20 (Two on the bottom+One on the top), Cable Glands 2xM32 Brass Nickel Plated with Shroud for Incoming Cable XLPE/LSH/SWA/PVC & 1xM20 for Outgoing Cable XLPE/SWA/PVC, One M32 Stop Plug, Internal and external earth studs, and 10 Nos.Terminals Size 10 mm².
2364 | SOCKET | 61 | ENSC0731AI5FN000 | Convenience Outlet | 230V | 3 | 3 | 3 | 0 | 0 | Convenience Outlet, 230 VAC, Single Phase, 3 Pole (L+N+PE), 16 A, 16 kA, Weather proof, IP55W, Outdoor Type, with Enclosure of Metallic and Corrosion Resistant, Complete with Plug and with a Built in On/Off Switch Fitted with Padlocking Facility in “Off” Position, Plug interlock with Switch at On postion, Junction Box(as below), Internal & External Earthing Terminal, All fixing Materials, Suitable for Wall/Support Mounting. Junction Box, Weather proof, IP55W, Outdoor Type, Made of Copper Free Aluminum or cast iron, with 3 Cable Entries Size ISO threaded 2xM32+1xM20 (Two on the bottom+One on the top), Cable Glands 2xM32 Brass Nickel Plated with Shroud for Incoming Cable XLPE/LSH/SWA/PVC & 1xM20 for Outgoing Cable XLPE/SWA/PVC, One M32 Stop Plug, Internal and external earth studs, and 10 Nos.Terminals Size 10 mm².
2365 | SOCKET | 61 | ENSD1351AI5FN000 | welding socket | 400 V | 3 | 3 | 3 | 0 | 0 | Welding Socket Outlet, 400 V, 3 Pole & Earth Contacts (3phase and PE), 63 A, 16 kA, Weather proof, IP55W, Outdoor Type, with Enclosure of Metallic and Corrosion Resistant, Complete with Plug, with a Built in On/Off Switch Fitted with Padlocking Facility in “Off” Position, Plug interlock with Switch at On postion, Junction Box (as below), Internal & External Earthing Terminals, All fixing Materials, Suitable for Wall/Support Mounting. Junction Box, Weather proof, IP55W, Outdoor Type, Made of Copper Free Aluminum or cast iron with 3 Cable Entries Size ISO threaded 2xM40+1xM32 (Two on the bottom+One on the top), Cable Glands 2xM40 Brass Nickel Plated with Shroud for Incoming Cable XLPE/LSH/SWA/PVC & 1xM32 for Outgoing Cable XLPE/SWA/PVC, One M40 Stop Plug, Internal and external earth studs, and 10 Nos.Terminals Size 25 mm².
2366 | SOCKET | 75 | EPSJ071A6FN2T3 | 24 VAC Socket | 24V | 15 | 15 | 15 | 0 | 0 | 24 VAC Socket Outlet, Single Phase, 3 Pole (L+N+PE), 16 A, 16 kA, Explosion Proof Type Exd IIB T3, IP65, with Enclosure of Metallic and Corrosion Resistant, Complete with Plug and with a Built in On/Off Switch Fitted with Padlocking Facility in “Off” Position, Plug interlock with Switch at On postion, Junction Box(as below, including 230/24 VAC Transformer, Internal & External Earthing Terminal, All fixing Materials Suitable for Wall/Support Mounting. Junction Box, Explosion Proof Type Exd IIB T3, IP65, Made of Copper Free Aluminum or cast iron, with 3 Cable Entries Size ISO threaded 2xM32+1xM20 (Two on the bottom+One on the top), Cable Glands 2xM32 Brass Nickel Plated with Shroud for Incoming Cable XLPE/LSH/SWA/PVC & 1xM20 for Outgoing Cable XLPE/SWA/PVC, One M32 Stop Plug, Internal and external earth studs, and 10 Nos.Terminals Size 25 mm².
2367 | SOCKET | 75 | EPSJ073A6FN2T3 | Convenience Outlet | 230V | 15 | 15 | 15 | 0 | 0 | Convenience Outlet, 230 VAC, Single Phase, 3 Pole (L+N+PE), 16 A, 16 kA, Explosion Proof Type Exd IIB T3, IP65, with Enclosure of Metallic and Corrosion Resistant, Complete with Plug and with a Built in On/Off Switch Fitted with Padlocking Facility in “Off” Position, Plug interlock with Switch at On postion, Junction Box(as below), Internal & External Earthing Terminal, All fixing Materials, Suitable for Wall/Support Mounting. Junction Box, Explosion Proof Type Exd IIB T3, IP65, Made of Copper Free Aluminum or cast iron, with 3 Cable Entries Size ISO threaded 2xM32+1xM20 (Two on the bottom+One on the top), Cable Glands 2xM32 Brass Nickel Plated with Shroud for Incoming Cable XLPE/LSH/SWA/PVC & 1xM20 for Outgoing Cable XLPE/SWA/PVC, One M32 Stop Plug, Internal and external earth studs, and 10 Nos.Terminals Size 25 mm².
2368 | SOCKET | 75 | EPSJ135A6FN2T3 | welding socket | 400V | 6 | 6 | 6 | 0 | 0 | Welding Socket Outlet, 400 V, 3 Pole & Earth Contacts (3phase and PE), 63 A, 16 kA, Explosion-Proof Type Exd IIB T3, IP65, with Enclosure of Metallic and Corrosion Resistant, Complete with Plug, with a Built in On/Off Switch Fitted with Padlocking Facility in “Off” Position, Plug interlock with Switch at On postion, Junction Box (as below), Internal & External Earthing Terminals, All fixing Materials, Suitable for Wall/Support Mounting. Junction Box, Explosion Proof Type Exd IIB T3, IP65, Made of Copper Free Aluminum or cast iron with 3 Cable Entries Size ISO threaded 2xM40+1xM32 (Two on the bottom+One on the top), Cable Glands 2xM40 Brass Nickel Plated with Shroud for Incoming Cable XLPE/LSH/SWA/PVC & 1xM32 for Outgoing Cable XLPE/SWA/PVC, One M40 Stop Plug, Internal and external earth studs, and 10 Nos.Terminals Size 35 mm².
2369 | SOCKET | BD-40-02 | ENSC0731BH4BN000 | Convenience Outlet | 230V | 4 | 4 | 0 | 4 | 0 | Convenience Socket Outlet, 230 V AC, 3 pole (L+N+PE), 16 A, 16 kA, Indoor Type, IP55W, with Glass Reinforced Plastic (GRP) Enclosure, Terminal Size 4 mm², Entries Sizes ISO Thread 25 mm With 1x M25 Cable Gland And Shroud Suitable For 3x4 mm² Cu/PVC/PVC Cable, Internal Earthing Terminal, and All Fixing Materials Suitable for Wall Mounting. | U41
2370 | SOCKET | BD-40-02 | - | Junction Box | 3WAY | 3 | 0 | 0 | 0 | 3 | Junction Box, Indoor Type, IP55W, Made of Copper Free Aluminum or Cast Iron with 3 Cable Entries Size ISO threaded 3xM25 (One on Left and One on Right Side + One on the Bottom), with 3xM25 Brass Nickel Plated Cable Glands and Shroud for 3x4 mm2 CU/PVC/PVC, Two for Incoming Cable & One for Outgoing Cable, With Internal Earth Stud, 8 Nos. Terminals Size 4 mm², And Cross Connection Suitable For Each Terminal Size. | U41
2371 | SOCKET | BD-40-02 | ENSD1351BH4BN000 | welding socket | 400 V | 1 | 1 | 0 | 1 | 0 | Welding Socket Outlet, 400 V, 3 Pole & Earth Contacts (3phase and PE), 63 A, 16 kA, Indoor Type, IP55W, with Glass Reinforced Plastic (GRP) Enclosure, Complete with Plug, with a Built in On/Off Switch Fitted with Padlocking Facility in “Off” Position, Plug interlock with Switch at On postion, Terminal Size 25 mm², Entries Sizes ISO Thread 40 mm With 1x M40 Cable Gland And Shroud Suitable For 3x25+16 mm² Cu/PVC/PVC Cable, Internal Earthing Terminals, All fixing Materials, Suitable for Wall Mounting. | U41
2372 | SOCKET | BD-40-10 | ENSC0731AI5FN000 | Convenience Outlet | 230V | 11 | 11 | 0 | 11 | 0 | Convenience Outlet, 230 V AC, 3 pole (L+N+PE), 16 A, 16 kA, Weather Proof Type, IP55, with Metallic and Corrosion Resistant Enclosure, Terminal Size 6 mm², Entries Sizes ISO Thread 25 mm With 1x M25 Cable Gland And Shroud Suitable For 3x6 mm² Cu/PVC/PVC Cable, Internal Earthing Terminal, and All Fixing Materials Suitable for Wall Mounting. | U42
2373 | SOCKET | BD-40-10 | - | Junction Box | 3WAY | 3 | 0 | 0 | 0 | 3 | Junction Box, Weather Proof Type, IP55, Made of Copper Free Aluminum or Cast Iron with 3 Cable Entries Size ISO threaded 3xM32 (One on Left and One on Right Side + One on the Bottom), with 3xM32 Brass Nickel Plated Cable Glands and Shroud for 3x25+16 mm2 CU/PVC/PVC, Two for Incoming Cable & One for Outgoing Cable, One M32 Stop Plug, Internal and external earth studs, and 10 Nos.Terminals Size 25 mm², And Cross Connection Suitable For Each Terminal Size,For Item No. 1. | U42
2374 | SOCKET | BD-40-10 | - | Junction Box | 3WAY | 10 | 0 | 0 | 0 | 10 | Junction Box, Weather Proof Type, IP55, Made of Copper Free Aluminum or Cast Iron with 3 Cable Entries Size ISO threaded 3xM25 (One on Left and One on Right Side + One on the Bottom), with 3xM25 Brass Nickel Plated Cable Glands and Shroud for 3x6 mm2 CU/PVC/PVC, Two for Incoming Cable & One for Outgoing Cable, With Internal Earth Stud, 8 Nos. Terminals Size 6 mm², And Cross Connection Suitable For Each Terminal Size. | U42
2375 | SOCKET | BD-40-10 | JB LTB 220-3WAY | Junction Box | 3WAY | 16 | 16 | 0 | 16 | 0 | Junction Box, Weather Proof Type, IP55, Made of Copper Free Aluminum or Cast Iron with 3 Cable Entries Size ISO threaded 3xM25 (One on Left and One on Right Side + One on the Bottom), with 3xM25 Brass Nickel Plated Cable Glands and Shroud for 4x4 mm2 CU/PVC/PVC, Two for Incoming Cable & One for Outgoing Cable, With Internal Earth Stud, 10 Nos. Terminals Size 4 mm², And Cross Connection Suitable For Each Terminal Size. | U42
2376 | SOCKET | BD-40-10 | ENSD1351AI5FN000 | welding socket | 400 V | 4 | 4 | 0 | 4 | 0 | Welding Socket Outlet, 400 V, 3 Pole & Earth Contacts (3phase and PE), 63 A, 16 kA, Weather Proof Type, IP55, with Enclosure of Metallic and Corrosion Resistant, Complete with Plug, with a Built in On/Off Switch Fitted with Padlocking Facility in “Off” Position, Plug interlock with Switch at On postion, Terminal Size 25 mm², Entries Sizes ISO Thread 32 mm With 1x M32 Cable Gland And Shroud Suitable For 3x25+16 mm² Cu/PVC/PVC Cable, Internal & External Earthing Terminals, All fixing Materials, Suitable for Wall Mounting. | U42
2377 | SOCKET | BD-40-11 | ENSC0731AI5FN000 | Convenience Outlet | 230V | 6 | 6 | 0 | 6 | 0 | Convenience Outlet, 230 V AC, 3 pole (L+N+PE), 16 A, 16 kA, Weather Proof Type, IP55, with Metallic and Corrosion Resistant Enclosure, Terminal Size 6 mm², Entries Sizes ISO Thread 25 mm With 1x M25 Cable Gland And Shroud Suitable For 3x6 mm² Cu/PVC/PVC Cable, Internal Earthing Terminal, and All Fixing Materials Suitable for Wall Mounting. | U42
2378 | SOCKET | BD-40-11 | - | Junction Box | 3WAY | 2 | 0 | 0 | 0 | 2 | Junction Box, Weather Proof Type, IP55, Made of Copper Free Aluminum or Cast Iron with 3 Cable Entries Size ISO threaded 3xM32 (One on Left and One on Right Side + One on the Bottom), with 3xM32 Brass Nickel Plated Cable Glands and Shroud for 3x25+16 mm2 CU/PVC/PVC, Two for Incoming Cable & One for Outgoing Cable, One M32 Stop Plug, Internal and external earth studs, and 10 Nos.Terminals Size 25 mm², And Cross Connection Suitable For Each Terminal Size,For Item No. 1. | U42
2379 | SOCKET | BD-40-11 | JB LTB 220-3WAY | Junction Box | 3WAY | 11 | 9 | 0 | 9 | 2 | Junction Box, Weather Proof Type, IP55, Made of Copper Free Aluminum or Cast Iron with 3 Cable Entries Size ISO threaded 3xM25 (One on Left and One on Right Side + One on the Bottom), with 3xM25 Brass Nickel Plated Cable Glands and Shroud for 3x6 mm2 CU/PVC/PVC, Two for Incoming Cable & One for Outgoing Cable, With Internal Earth Stud, 8 Nos. Terminals Size 6 mm², And Cross Connection Suitable For Each Terminal Size. | U42
2380 | SOCKET | BD-40-11 | ENSD1351AI5FN000 | welding socket | 400 V | 2 | 2 | 0 | 2 | 0 | Welding Socket Outlet, 400 V, 3 Pole & Earth Contacts (3phase and PE), 63 A, 16 kA, Weather Proof Type, IP55, with Enclosure of Metallic and Corrosion Resistant, Complete with Plug, with a Built in On/Off Switch Fitted with Padlocking Facility in “Off” Position, Plug interlock with Switch at On postion, Terminal Size 25 mm², Entries Sizes ISO Thread 32 mm With 1x M32 Cable Gland And Shroud Suitable For 3x25+16 mm² Cu/PVC/PVC Cable, Internal & External Earthing Terminals, All fixing Materials, Suitable for Wall Mounting. | U42
2381 | SOCKET | BD-40-12 | ENSC0731AI5FN000 | Convenience Outlet | 230V | 2 | 2 | 0 | 2 | 0 | Convenience Outlet, 230 V AC, 3 pole (L+N+PE), 16 A, 16 kA, Weather Proof Type, IP55w, with Metallic and Corrosion Resistant Enclosure, Terminal Size 4 mm², Entries Sizes ISO Thread 25 mm With 1x M25 Cable Gland And Shroud Suitable For 3x4 mm² Cu/PVC/PVC Cable, Internal Earthing Terminal, and All Fixing Materials Suitable for Wall Mounting. | U42
2382 | SOCKET | BD-40-12 | JB LTB 220-3WAY | Junction Box | 3WAY | 10 | 9 | 0 | 9 | 1 | Junction Box, Weather Proof Type, IP55w, Made of Copper Free Aluminum or Cast Iron with 3 Cable Entries Size ISO threaded 3xM25 (One on Left and One on Right Side + One on the Bottom), with 3xM25 Brass Nickel Plated Cable Glands and Shroud for 3x4 mm2 CU/PVC/PVC, Two for Incoming Cable & One for Outgoing Cable, With Internal Earth Stud, 8 Nos. Terminals Size 4 mm², And Cross Connection Suitable For Each Terminal Size. | U42
2383 | SOCKET | SS-40-03 | ENSD1351AI5FN000 | welding socket | 400 V | 2 | 2 | 2 | 0 | 0 | Welding Socket Outlet, 400 V, 3 Pole & Earth Contacts (3phase and PE), 63 A, 16 kA, Weather Proof Type, IP55, with Enclosure of Metallic and Corrosion Resistant, Complete with Plug, with a Built in On/Off Switch Fitted with Padlocking Facility in “Off” Position, Plug interlock with Switch at On postion, Terminal Size 25 mm², Entries Sizes ISO Thread 40 mm With 1x M40 Cable Gland And Shroud Suitable For 4x25 mm² Cu/PVC/PVC Cable, Internal & External Earthing Terminals, All fixing Materials, Suitable for Wall Mounting.
2384 | SOCKET | SS-40-03 | ENSD1351BH4BN000 | welding socket | 400 V | 2 | 2 | 2 | 0 | 0 | Welding Socket Outlet, 400 V, 3 Pole & Earth Contacts (3phase and PE), 63 A, 16 kA, Indoor Type, IP41, with Glass Reinforced Plastic (GRP) Enclosure, Complete with Plug, with a Built in On/Off Switch Fitted with Padlocking Facility in “Off” Position, Plug interlock with Switch at On postion, Terminal Size 25 mm², Entries Sizes ISO Thread 40 mm With 1x M40 Cable Gland And Shroud Suitable For 4x25 mm² Cu/PVC/PVC Cable, Internal Earthing Terminals, All fixing Materials, Suitable for Wall Mounting.
2385 | SOCKET | SS-40-04 | ENSD1351AI5FN000 | welding socket | 400 V | 3 | 3 | 3 | 0 | 0 | Welding Socket Outlet, 400 V, 3 Pole & Earth Contacts (3phase and PE), 63 A, 16 kA, Weather Proof Type, IP55, with Enclosure of Metallic and Corrosion Resistant, Complete with Plug, with a Built in On/Off Switch Fitted with Padlocking Facility in “Off” Position, Plug interlock with Switch at On postion, Terminal Size 25 mm², Entries Sizes ISO Thread 40 mm With 1x M40 Cable Gland And Shroud Suitable For 4x25 mm² Cu/PVC/PVC Cable, Internal & External Earthing Terminals, All fixing Materials, Suitable for Wall Mounting.
2386 | SOCKET | SS-40-04 | ENSD1351BH4BN000 | welding socket | 400 V | 2 | 2 | 2 | 0 | 0 | Welding Socket Outlet, 400 V, 3 Pole & Earth Contacts (3phase and PE), 63 A, 16 kA, Indoor Type, IP41, with Glass Reinforced Plastic (GRP) Enclosure, Complete with Plug, with a Built in On/Off Switch Fitted with Padlocking Facility in “Off” Position, Plug interlock with Switch at On postion, Terminal Size 25 mm², Entries Sizes ISO Thread 40 mm With 1x M40 Cable Gland And Shroud Suitable For 4x25 mm² Cu/PVC/PVC Cable, Internal Earthing Terminals, All fixing Materials, Suitable for Wall Mounting.
2387 | SOCKET | SS-40-05 | ENSD1351AI5FN000 | welding socket | 400 V | 3 | 3 | 3 | 0 | 0 | Welding Socket Outlet, 400 V, 3 Pole & Earth Contacts (3phase and PE), 63 A, 16 kA, Weather Proof Type, IP55, with Enclosure of Metallic and Corrosion Resistant, Complete with Plug, with a Built in On/Off Switch Fitted with Padlocking Facility in “Off” Position, Plug interlock with Switch at On postion, Terminal Size 25 mm², Entries Sizes ISO Thread 40 mm With 1x M40 Cable Gland And Shroud Suitable For 4x25 mm² Cu/PVC/PVC Cable, Internal & External Earthing Terminals, All fixing Materials, Suitable for Wall Mounting.
2388 | SOCKET | SS-40-05 | ENSD1351BH4BN000 | welding socket | 400 V | 2 | 2 | 2 | 0 | 0 | Welding Socket Outlet, 400 V, 3 Pole & Earth Contacts (3phase and PE), 63 A, 16 kA, Indoor Type, IP41, with Glass Reinforced Plastic (GRP) Enclosure, Complete with Plug, with a Built in On/Off Switch Fitted with Padlocking Facility in “Off” Position, Plug interlock with Switch at On postion, Terminal Size 25 mm², Entries Sizes ISO Thread 40 mm With 1x M40 Cable Gland And Shroud Suitable For 4x25 mm² Cu/PVC/PVC Cable, Internal Earthing Terminals, All fixing Materials, Suitable for Wall Mounting.
2389 | SOCKET | SS-40-09 | ENSD1351AI5FN000 | welding socket | 400 V | 2 | 2 | 2 | 0 | 0 | Welding Socket Outlet, 400 V, 3 Pole & Earth Contacts (3phase and PE), 63 A, 16 kA, Weather Proof Type, IP55, with Enclosure of Metallic and Corrosion Resistant, Complete with Plug, with a Built in On/Off Switch Fitted with Padlocking Facility in “Off” Position, Plug interlock with Switch at On postion, Terminal Size 25 mm², Entries Sizes ISO Thread 40 mm With 1x M40 Cable Gland And Shroud Suitable For 4x25 mm² Cu/PVC/PVC Cable, Internal & External Earthing Terminals, All fixing Materials, Suitable for Wall Mounting.
2390 | SOCKET | SS-40-09 | ENSD1351BH4BN000 | welding socket | 400 V | 2 | 2 | 2 | 0 | 0 | Welding Socket Outlet, 400 V, 3 Pole & Earth Contacts (3phase and PE), 63 A, 16 kA, Indoor Type, IP41, with Glass Reinforced Plastic (GRP) Enclosure, Complete with Plug, with a Built in On/Off Switch Fitted with Padlocking Facility in “Off” Position, Plug interlock with Switch at On postion, Terminal Size 25 mm², Entries Sizes ISO Thread 40 mm With 1x M40 Cable Gland And Shroud Suitable For 4x25 mm² Cu/PVC/PVC Cable, Internal Earthing Terminals, All fixing Materials, Suitable for Wall Mounting.
2391 | SOCKET | CR-40-01 | JB LTB 220-3WAY | Junction Box | 3WAY | 42 | 42 | 39 | 3 | 0 | Junction Box, Indoor Type, IP41, Made of Copper Free Aluminum or Cast Iron with 3 Cable Entries Size ISO threaded 3xM25 (One on Left and One on Right Side + One on the Bottom), with 3xM25 Brass Nickel Plated Cable Glands and Shroud for 3x4 mm2 CU/PVC/PVC, Two for Incoming Cable & One for Outgoing Cable, With Internal Earth Stud, 8 Nos. Terminals Size 4 mm², And Cross Connection Suitable For Each Terminal Size.
2392 | SOCKET | CR-40-01 | JB LTB 220-4WAY | Junction Box | 4WAY | 8 | 8 | 6 | 2 | 0 | Junction Box, Indoor Type, IP41, Made of Copper Free Aluminum or Cast Iron with 4 Cable Entries Size ISO threaded 4xM25 (One on Left and One on Right Side + One on the Bottom and one on the top), with 4xM25 Brass Nickel Plated Cable Glands and Shroud for 3x4 mm2 CU/PVC/PVC, Two for Incoming Cable & Two for Outgoing Cable, With Internal Earth Stud, 8 Nos. Terminals Size 4 mm², And Cross Connection Suitable For Each Terminal Size.
2393 | SOCKET | CR-40-02 | - | Junction Box | 4WAY | 2 | 0 | 0 | 0 | 2 | Junction Box, Explosion Proof Type Exd IIC T3, IP65, Made of Copper Free Aluminum or Cast Iron with 4 Cable Entries Size ISO threaded 4xM25 (One on Left and One on Right Side + One on the Bottom and one on the top), with 4xM25 Brass Nickel Plated Cable Glands and Shroud for 3x4 mm2 CU/PVC/PVC, Two for Incoming Cable & two for Outgoing Cable, Internal earth studs ,10 Nos. Terminals Size 4 mm², And Cross Connection Suitable For Each Terminal Size.
2394 | SOCKET | CR-40-02 | JB LTB 220-3WAY | Junction Box | 3WAY | 3 | 3 | 2 | 1 | 0 | Junction Box, Weather Proof Type, IP55, Made of Copper Free Aluminum or Cast Iron with 3 Cable Entries Size ISO threaded 3xM25 (One on Left and One on Right Side + One on the Bottom), with 3xM25 Brass Nickel Plated Cable Glands and Shroud for 3x4 mm2 CU/PVC/PVC, Two for Incoming Cable & One for Outgoing Cable, With Internal Earth Stud, 8 Nos. Terminals Size 4 mm², And Cross Connection Suitable For Each Terminal Size.
2395 | SOCKET | CR-40-02 | JB LTB 220-3WAY | Junction Box | 3WAY | 37 | 37 | 35 | 2 | 0 | Junction Box, Indoor Type, IP41, Made of Copper Free Aluminum or Cast Iron with 3 Cable Entries Size ISO threaded 3xM25 (One on Left and One on Right Side + One on the Bottom), with 3xM25 Brass Nickel Plated Cable Glands and Shroud for 3x4 mm2 CU/PVC/PVC, Two for Incoming Cable & One for Outgoing Cable, With Internal Earth Stud, 8 Nos. Terminals Size 4 mm², And Cross Connection Suitable For Each Terminal Size.
2396 | SOCKET | CR-40-02 | JB LTB 220-4WAY | Junction Box | 4WAY | 6 | 6 | 5 | 1 | 0 | Junction Box, Indoor Type, IP41, Made of Copper Free Aluminum or Cast Iron with 4 Cable Entries Size ISO threaded 4xM25 (One on Left and One on Right Side + One on the Bottom and one on the top), with 4xM25 Brass Nickel Plated Cable Glands and Shroud for 3x4 mm2 CU/PVC/PVC, Two for Incoming Cable & Two for Outgoing Cable, With Internal Earth Stud, 10 Nos. Terminals Size 4 mm², And Cross Connection Suitable For Each Terminal Size.
2397 | SOCKET | CR-40-03 | JB LTB 220-3WAY | Junction Box | 3WAY | 18 | 18 | 17 | 1 | 0 | Junction Box, Indoor Type, IP41, Made of Copper Free Aluminum or Cast Iron with 3 Cable Entries Size ISO threaded 3xM25 (One on Left and One on Right Side + One on the Bottom), with 3xM25 Brass Nickel Plated Cable Glands and Shroud for 3x4 mm2 CU/PVC/PVC, Two for Incoming Cable & One for Outgoing Cable, With Internal Earth Stud, 8 Nos. Terminals Size 4 mm², And Cross Connection Suitable For Each Terminal Size.
2398 | SOCKET | CR-40-03 | JB LTB 220-4WAY | Junction Box | 4WAY | 8 | 8 | 7 | 1 | 0 | Junction Box, Indoor Type, IP41, Made of Copper Free Aluminum or Cast Iron with 4 Cable Entries Size ISO threaded 4xM25 (One on Left and One on Right Side + One on the Bottom and one on the top), with 4xM25 Brass Nickel Plated Cable Glands and Shroud for 3x4 mm2 CU/PVC/PVC, Two for Incoming Cable & Two for Outgoing Cable, With Internal Earth Stud, 10 Nos. Terminals Size 4 mm², And Cross Connection Suitable For Each Terminal Size.
2399 | SOCKET | SS-40-03 | - | Junction Box | 3WAY | 8 | 0 | 0 | 0 | 8 | Junction Box, Weather Proof Type, IP55, Made of Copper Free Aluminum or Cast Iron with 3 Cable Entries Size ISO threaded 3xM25 (One on Left and One on Right Side + One on the Bottom), with 3xM25 Brass Nickel Plated Cable Glands and Shroud for 3x4 mm2 CU/PVC/PVC, Two for Incoming Cable & One for Outgoing Cable, With Internal Earth Stud, 8 Nos. Terminals Size 4 mm², And Cross Connection Suitable For Each Terminal Size.
2400 | SOCKET | SS-40-03 | JB LTB 220-3WAY | Junction Box | 3WAY | 10 | 10 | 10 | 0 | 0 | Junction Box, Indoor Type, IP41, Made of Copper Free Aluminum or Cast Iron with 3 Cable Entries Size ISO threaded 3xM25 (One on Left and One on Right Side + One on the Bottom), with 3xM25 Brass Nickel Plated Cable Glands and Shroud for 3x4 mm2 CU/PVC/PVC, Two for Incoming Cable & One for Outgoing Cable, With Internal Earth Stud, 8 Nos. Terminals Size 4 mm², And Cross Connection Suitable For Each Terminal Size.
2401 | SOCKET | RIB-40-01 | EPSJ073A6FN3T3 | Convenience Outlet | 230V | 1 | 1 | 1 | 0 | 0 | Convenience Socket Outlet, Single Phase, Surface Mounted, 230 V AC (L+N+PE), 3 Pole, 16 A, 16 kA, Explosion Proof Type Ex d IIC T3, IP65,Indoor Type, with Enclosure of Metallic And Corrosion Resistant, Complete with Plug And Built In ON-OFF Switch and Pad Locking Facility In "OFF" Position, Terminal Size 4 mm², Entries Sizes ISO Thread 25 mm With 1x M25 Cable Gland And Shroud Suitable For 3x4 mm² Cu/PVC/PVC Cable, Internal Earthing Terminal, and All Fixing Materials Suitable for Wall Mounting.
2402 | SOCKET | RIB-40-01 | ENSC0731BH4BN000 | Convenience Outlet | 230V | 9 | 9 | 8 | 1 | 0 | Convenience Outlet, 230 V AC, 3 pole (L+N+PE), 16 A, 16 kA, Indoor Type, IP41, with Glass Reinforced Plastic (GRP) Enclosure, Terminal Size 4 mm², Entries Sizes ISO Thread 25 mm With 1x M25 Cable Gland And Shroud Suitable For 3x4 mm² Cu/PVC/PVC Cable, Internal Earthing Terminal, and All Fixing Materials Suitable for Wall Mounting.
2403 | SOCKET | RIB-40-01 | - | Junction Box | 3WAY | 1 | 0 | 0 | 0 | 1 | Junction Box, Explosion Proof Type Exd IIC T3, IP65, Made of Copper Free Aluminum or Cast Iron with 3 Cable Entries Size ISO threaded 3xM25 (One on Left and One on Right Side + One on the Bottom), with 3xM25 Brass Nickel Plated Cable Glands and Shroud for 3x4 mm2 CU/PVC/PVC, Two for Incoming Cable & One for Outgoing Cable, Internal earth studs , 8 Nos. Terminals Size 4 mm², And Cross Connection Suitable For Each Terminal Size.
2404 | SOCKET | RIB-40-01 | JB LTB 220-3WAY | Junction Box | 3WAY | 4 | 4 | 4 | 0 | 0 | Junction Box, Indoor Type, IP41, Made of Copper Free Aluminum or Cast Iron with 3 Cable Entries Size ISO threaded 3xM25 (One on Left and One on Right Side + One on the Bottom), with 3xM25 Brass Nickel Plated Cable Glands and Shroud for 3x4 mm2 CU/PVC/PVC, Two for Incoming Cable & One for Outgoing Cable, With Internal Earth Stud, 8 Nos. Terminals Size 4 mm², And Cross Connection Suitable For Each Terminal Size.
2405 | SOCKET | RIB-40-01 | JB LTB 220-4WAY | Junction Box | 4WAY | 1 | 1 | 1 | 0 | 0 | Junction Box, Indoor Type, IP41, Made of Copper Free Aluminum or Cast Iron with 4 Cable Entries Size ISO threaded 4xM25 (One on Left and One on Right Side + One on the Bottom and one on the top), with 4xM25 Brass Nickel Plated Cable Glands and Shroud for 3x4 mm2 CU/PVC/PVC, Two for Incoming Cable & Two for Outgoing Cable, With Internal Earth Stud, 8 Nos. Terminals Size 4 mm², And Cross Connection Suitable For Each Terminal Size.
2406 | SOCKET | RIB-40-02 | EPSJ073A6FN3T3 | Convenience Outlet | 230V | 2 | 2 | 2 | 0 | 0 | Convenience Socket Outlet, Single Phase, Surface Mounted, 230 V AC (L+N+PE), 3 Pole, 16 A, 16 kA, Explosion Proof Type Ex d IIC T3, IP65,Indoor Type, with Enclosure of Metallic And Corrosion Resistant, Complete with Plug And Built In ON-OFF Switch and Pad Locking Facility In "OFF" Position, Terminal Size 4 mm², Entries Sizes ISO Thread 25 mm With 1x M25 Cable Gland And Shroud Suitable For 3x4 mm² Cu/PVC/PVC Cable, Internal Earthing Terminal, and All Fixing Materials Suitable for Wall Mounting.
2407 | SOCKET | RIB-40-02 | ENSC0731BH4BN000 | Convenience Outlet | 230V | 11 | 11 | 10 | 1 | 0 | Convenience Outlet, 230 V AC, 3 pole (L+N+PE), 16 A, 16 kA, Indoor Type, IP41, with Glass Reinforced Plastic (GRP) Enclosure, Terminal Size 4 mm², Entries Sizes ISO Thread 25 mm With 1x M25 Cable Gland And Shroud Suitable For 3x4 mm² Cu/PVC/PVC Cable, Internal Earthing Terminal, and All Fixing Materials Suitable for Wall Mounting.
2408 | SOCKET | RIB-40-02 | - | Junction Box | 3WAY | 2 | 0 | 0 | 0 | 2 | Junction Box, Explosion Proof Type Exd IIC T3, IP65, Made of Copper Free Aluminum or Cast Iron with 3 Cable Entries Size ISO threaded 3xM25 (One on Left and One on Right Side + One on the Bottom), with 3xM25 Brass Nickel Plated Cable Glands and Shroud for 3x4 mm2 CU/PVC/PVC, Two for Incoming Cable & One for Outgoing Cable, Internal earth studs , 8 Nos. Terminals Size 4 mm², And Cross Connection Suitable For Each Terminal Size.
2409 | SOCKET | RIB-40-02 | JB LTB 220-3WAY | Junction Box | 3WAY | 6 | 6 | 6 | 0 | 0 | Junction Box, Indoor Type, IP41, Made of Copper Free Aluminum or Cast Iron with 3 Cable Entries Size ISO threaded 3xM25 (One on Left and One on Right Side + One on the Bottom), with 3xM25 Brass Nickel Plated Cable Glands and Shroud for 3x4 mm2 CU/PVC/PVC, Two for Incoming Cable & One for Outgoing Cable, With Internal Earth Stud, 8 Nos. Terminals Size 4 mm², And Cross Connection Suitable For Each Terminal Size.
2410 | SOCKET | RIB-40-02 | JB LTB 220-4WAY | Junction Box | 4WAY | 1 | 1 | 1 | 0 | 0 | Junction Box, Indoor Type, IP41, Made of Copper Free Aluminum or Cast Iron with 4 Cable Entries Size ISO threaded 4xM25 (One on Left and One on Right Side + One on the Bottom and one on the top), with 4xM25 Brass Nickel Plated Cable Glands and Shroud for 3x4 mm2 CU/PVC/PVC, Two for Incoming Cable & Two for Outgoing Cable, With Internal Earth Stud, 8 Nos. Terminals Size 4 mm², And Cross Connection Suitable For Each Terminal Size.
2411 | SOCKET | RIB-40-03 | EPSJ073A6FN3T3 | Convenience Outlet | 230V | 1 | 1 | 1 | 0 | 0 | Convenience Socket Outlet, Single Phase, Surface Mounted, 230 V AC (L+N+PE), 3 Pole, 16 A, 16 kA, Explosion Proof Type Ex d IIC T3, IP65,Indoor Type, with Enclosure of Metallic And Corrosion Resistant, Complete with Plug And Built In ON-OFF Switch and Pad Locking Facility In "OFF" Position, Terminal Size 4 mm², Entries Sizes ISO Thread 25 mm With 1x M25 Cable Gland And Shroud Suitable For 3x4 mm² Cu/PVC/PVC Cable, Internal Earthing Terminal, and All Fixing Materials Suitable for Wall Mounting.
2412 | SOCKET | RIB-40-03 | ENSC0731BH4BN000 | Convenience Outlet | 230V | 12 | 12 | 11 | 1 | 0 | Convenience Outlet, 230 V AC, 3 pole (L+N+PE), 16 A, 16 kA, Indoor Type, IP41, with Glass Reinforced Plastic (GRP) Enclosure, Terminal Size 4 mm², Entries Sizes ISO Thread 25 mm With 1x M25 Cable Gland And Shroud Suitable For 3x4 mm² Cu/PVC/PVC Cable, Internal Earthing Terminal, and All Fixing Materials Suitable for Wall Mounting.
2413 | SOCKET | RIB-40-03 | - | Junction Box | 3WAY | 1 | 0 | 0 | 0 | 1 | Junction Box, Explosion Proof Type Exd IIC T3, IP65, Made of Copper Free Aluminum or Cast Iron with 3 Cable Entries Size ISO threaded 3xM25 (One on Left and One on Right Side + One on the Bottom), with 3xM25 Brass Nickel Plated Cable Glands and Shroud for 3x4 mm2 CU/PVC/PVC, Two for Incoming Cable & One for Outgoing Cable, Internal earth studs , 8 Nos. Terminals Size 4 mm², And Cross Connection Suitable For Each Terminal Size.
2414 | SOCKET | RIB-40-03 | JB LTB 220-3WAY | Junction Box | 3WAY | 8 | 8 | 7 | 1 | 0 | Junction Box, Indoor Type, IP41, Made of Copper Free Aluminum or Cast Iron with 3 Cable Entries Size ISO threaded 3xM25 (One on Left and One on Right Side + One on the Bottom), with 3xM25 Brass Nickel Plated Cable Glands and Shroud for 3x4 mm2 CU/PVC/PVC, Two for Incoming Cable & One for Outgoing Cable, With Internal Earth Stud, 8 Nos. Terminals Size 4 mm², And Cross Connection Suitable For Each Terminal Size.
2415 | SOCKET | RIB-40-03 | JB LTB 220-4WAY | Junction Box | 4WAY | 1 | 1 | 1 | 0 | 0 | Junction Box, Indoor Type, IP41, Made of Copper Free Aluminum or Cast Iron with 4 Cable Entries Size ISO threaded 4xM25 (One on Left and One on Right Side + One on the Bottom and one on the top), with 4xM25 Brass Nickel Plated Cable Glands and Shroud for 3x4 mm2 CU/PVC/PVC, Two for Incoming Cable & Two for Outgoing Cable, With Internal Earth Stud, 8 Nos. Terminals Size 4 mm², And Cross Connection Suitable For Each Terminal Size.
2416 | SOCKET | SS-40-03 | - | Junction Box | 3WAY | 1 | 0 | 0 | 0 | 1 | Junction Box, Explosion Proof Type Exd IIC T3, IP65, Made of Copper Free Aluminum or Cast Iron with 3 Cable Entries Size ISO threaded 3xM25 (One on Left and One on Right Side + One on the Bottom), with 3xM25 Brass Nickel Plated Cable Glands and Shroud for 3x4 mm2 CU/PVC/PVC, Two for Incoming Cable & One for Outgoing Cable, Internal earth studs ,8 Nos. Terminals Size 4 mm², And Cross Connection Suitable For Each Terminal Size.
2417 | SOCKET | SS-40-03 | - | Junction Box | 3WAY | 2 | 0 | 0 | 0 | 2 | Junction Box, Indoor Type, IP41, Made of Copper Free Aluminum or Cast Iron with 3 Cable Entries Size ISO threaded 3xM40 (One on Left and One on Right Side + One on the Bottom), with 3xM40 Brass Nickel Plated Cable Glands and Shroud for 3x25+16 mm2 CU/PVC/PVC, Two for Incoming Cable & One for Outgoing Cable, One M40 Stop Plug, Internal and external earth studs, and 8 Nos.Terminals Size 25 mm², And Cross Connection Suitable For Each Terminal Size,For Item No. 1.
2418 | SOCKET | SS-40-04 | - | Junction Box | 3WAY | 8 | 0 | 0 | 0 | 8 | Junction Box, Weather Proof Type, IP55, Made of Copper Free Aluminum or Cast Iron with 3 Cable Entries Size ISO threaded 3xM25 (One on Left and One on Right Side + One on the Bottom), with 3xM25 Brass Nickel Plated Cable Glands and Shroud for 3x4 mm2 CU/PVC/PVC, Two for Incoming Cable & One for Outgoing Cable, With Internal Earth Stud, 8 Nos. Terminals Size 4 mm², And Cross Connection Suitable For Each Terminal Size. (For Item No. 4)
2419 | SOCKET | SS-40-04 | JB LTB 260-3WAY | Junction Box | 3WAY | 9 | 9 | 9 | 0 | 0 | Junction Box, Indoor Type, IP41, Made of Copper Free Aluminum or Cast Iron with 3 Cable Entries Size ISO threaded 3xM25 (One on Left and One on Right Side + One on the Bottom), with 3xM25 Brass Nickel Plated Cable Glands and Shroud for 3x4 mm2 CU/PVC/PVC, Two for Incoming Cable & One for Outgoing Cable, With Internal Earth Stud, 8 Nos. Terminals Size 4 mm², And Cross Connection Suitable For Each Terminal Size. (For Item No. 5)
2420 | SOCKET | SS-40-04 | - | Junction Box | 3WAY | 1 | 0 | 0 | 0 | 1 | Junction Box, Explosion Proof Type Exd IIC T3, IP65, Made of Copper Free Aluminum or Cast Iron with 3 Cable Entries Size ISO threaded 3xM25 (One on Left and One on Right Side + One on the Bottom), with 3xM25 Brass Nickel Plated Cable Glands and Shroud for 3x4 mm2 CU/PVC/PVC, Two for Incoming Cable & One for Outgoing Cable, Internal earth studs ,8 Nos. Terminals Size 4 mm², And Cross Connection Suitable For Each Terminal Size. (For Item No. 3)
2421 | SOCKET | SS-40-04 | - | Junction Box | 3WAY | 1 | 0 | 0 | 0 | 1 | Junction Box, Indoor Type, IP41, Made of Copper Free Aluminum or Cast Iron with 3 Cable Entries Size ISO threaded 3xM40 (One on Left and One on Right Side + One on the Bottom), with 3xM40 Brass Nickel Plated Cable Glands and Shroud for 3x25+16 mm2 CU/PVC/PVC, Two for Incoming Cable & One for Outgoing Cable, One M40 Stop Plug, Internal and external earth studs, and 8 Nos.Terminals Size 25 mm², And Cross Connection Suitable For Each Terminal Size. (For Item No. 2)
2422 | SOCKET | SS-40-04 | - | Junction Box | 3WAY | 2 | 0 | 0 | 0 | 2 | Junction Box, Weather Proof Type, IP55, Made of Copper Free Aluminum or Cast Iron with 3 Cable Entries Size ISO threaded 3xM40 (One on Left and One on Right Side + One on the Bottom), with 3xM40 Brass Nickel Plated Cable Glands and Shroud for 3x25+16 mm2 CU/PVC/PVC, Two for Incoming Cable & One for Outgoing Cable, One M40 Stop Plug, Internal and external earth studs, and 8 Nos.Terminals Size 25 mm², And Cross Connection Suitable For Each Terminal Size. (For Item No. 1)
2423 | SOCKET | SS-40-05 | - | Junction Box | 3WAY | 10 | 0 | 0 | 0 | 10 | Junction Box, Weather Proof Type, IP55, Made of Copper Free Aluminum or Cast Iron with 3 Cable Entries Size ISO threaded 3xM25 (One on Left and One on Right Side + One on the Bottom), with 3xM25 Brass Nickel Plated Cable Glands and Shroud for 3x4 mm2 CU/PVC/PVC, Two for Incoming Cable & One for Outgoing Cable, With Internal Earth Stud, 8 Nos. Terminals Size 4 mm², And Cross Connection Suitable For Each Terminal Size. (For Item No. 4)
2424 | SOCKET | SS-40-05 | JB LTB 260-3WAY | Junction Box | 3WAY | 10 | 10 | 10 | 0 | 0 | Junction Box, Indoor Type, IP41, Made of Copper Free Aluminum or Cast Iron with 3 Cable Entries Size ISO threaded 3xM25 (One on Left and One on Right Side + One on the Bottom), with 3xM25 Brass Nickel Plated Cable Glands and Shroud for 3x4 mm2 CU/PVC/PVC, Two for Incoming Cable & One for Outgoing Cable, With Internal Earth Stud, 8 Nos. Terminals Size 4 mm², And Cross Connection Suitable For Each Terminal Size. (For Item No. 5)
2425 | SOCKET | SS-40-05 | - | Junction Box | 3WAY | 1 | 0 | 0 | 0 | 1 | Junction Box, Explosion Proof Type Exd IIC T3, IP65, Made of Copper Free Aluminum or Cast Iron with 3 Cable Entries Size ISO threaded 3xM25 (One on Left and One on Right Side + One on the Bottom), with 3xM25 Brass Nickel Plated Cable Glands and Shroud for 3x4 mm2 CU/PVC/PVC, Two for Incoming Cable & One for Outgoing Cable, Internal earth studs ,8 Nos. Terminals Size 4 mm², And Cross Connection Suitable For Each Terminal Size. (For Item No. 3)
2426 | SOCKET | SS-40-05 | - | Junction Box | 3WAY | 2 | 0 | 0 | 0 | 2 | Junction Box, Indoor Type, IP41, Made of Copper Free Aluminum or Cast Iron with 3 Cable Entries Size ISO threaded 3xM40 (One on Left and One on Right Side + One on the Bottom), with 3xM40 Brass Nickel Plated Cable Glands and Shroud for 3x25+16 mm2 CU/PVC/PVC, Two for Incoming Cable & One for Outgoing Cable, One M40 Stop Plug, Internal and external earth studs, and 8 Nos.Terminals Size 25 mm², And Cross Connection Suitable For Each Terminal Size. (For Item No. 2)
2427 | SOCKET | SS-40-05 | - | Junction Box | 3WAY | 1 | 0 | 0 | 0 | 1 | Junction Box, Weather Proof Type, IP55, Made of Copper Free Aluminum or Cast Iron with 3 Cable Entries Size ISO threaded 3xM40 (One on Left and One on Right Side + One on the Bottom), with 3xM40 Brass Nickel Plated Cable Glands and Shroud for 3x25+16 mm2 CU/PVC/PVC, Two for Incoming Cable & One for Outgoing Cable, One M40 Stop Plug, Internal and external earth studs, and 8 Nos.Terminals Size 25 mm², And Cross Connection Suitable For Each Terminal Size. (For Item No. 1)
2428 | SOCKET | SS-40-09 | - | Junction Box | 3WAY | 11 | 0 | 0 | 0 | 11 | Junction Box, Weather Proof Type, IP55, Made of Copper Free Aluminum or Cast Iron with 3 Cable Entries Size ISO threaded 3xM25 (One on Left and One on Right Side + One on the Bottom), with 3xM25 Brass Nickel Plated Cable Glands and Shroud for 3x4 mm2 CU/PVC/PVC, Two for Incoming Cable & One for Outgoing Cable, With Internal Earth Stud, 8 Nos. Terminals Size 4 mm², And Cross Connection Suitable For Each Terminal Size. (For Item No. 4) |  |  | JB
2429 | SOCKET | SS-40-09 | JB LTB 260-3WAY | Junction Box | 3WAY | 10 | 10 | 10 | 0 | 0 | Junction Box, Indoor Type, IP41, Made of Copper Free Aluminum or Cast Iron with 3 Cable Entries Size ISO threaded 3xM25 (One on Left and One on Right Side + One on the Bottom), with 3xM25 Brass Nickel Plated Cable Glands and Shroud for 3x4 mm2 CU/PVC/PVC, Two for Incoming Cable & One for Outgoing Cable, With Internal Earth Stud, 8 Nos. Terminals Size 4 mm², And Cross Connection Suitable For Each Terminal Size. (For Item No. 5) |  |  | JB
2430 | SOCKET | SS-40-09 | EPSH041A6FN3T3 | Junction Box | 3WAY | 1 | 1 | 0 | 1 | 0 | Junction Box, Explosion Proof Type Exd IIC T3, IP65, Made of Copper Free Aluminum or Cast Iron with 3 Cable Entries Size ISO threaded 3xM25 (One on Left and One on Right Side + One on the Bottom), with 3xM25 Brass Nickel Plated Cable Glands and Shroud for 3x4 mm2 CU/PVC/PVC, Two for Incoming Cable & One for Outgoing Cable, Internal earth studs ,8 Nos. Terminals Size 4 mm², And Cross Connection Suitable For Each Terminal Size. (For Item No. 3) |  |  | JB
2431 | SOCKET | SS-40-09 | - | Junction Box | 3WAY | 2 | 0 | 0 | 0 | 2 | Junction Box, Indoor Type, IP41, Made of Copper Free Aluminum or Cast Iron with 3 Cable Entries Size ISO threaded 3xM40 (One on Left and One on Right Side + One on the Bottom), with 3xM40 Brass Nickel Plated Cable Glands and Shroud for 3x25+16 mm2 CU/PVC/PVC, Two for Incoming Cable & One for Outgoing Cable, One M40 Stop Plug, Internal and external earth studs, and 8 Nos.Terminals Size 25 mm², And Cross Connection Suitable For Each Terminal Size. (For Item No. 2) |  |  | JB
2432 | SOCKET | CR-40-01 | Floor Socket | Floor Service Outlet Box | 230V | 16 | 0 | 0 | 0 | 16 | Floor Service Outlet Box, 2x1ph Socket Outlet compartment (230 V AC (L+N+PE), 3 Pole, 16 A, 16 kA),IP41, Indoor, Complete with Plug And Internal Earthing Terminal, and All Fixing Materials Suitable for Floor Mounting.
2433 | SOCKET | CR-40-02 | Floor Socket | Floor Service Outlet Box | 230V | 14 | 0 | 0 | 0 | 14 | Floor Service Outlet Box, 2x1ph Socket Outlet compartment (230 V AC (L+N+PE), 3 Pole, 16 A, 16 kA),IP41, Indoor, Complete with Plug And Internal Earthing Terminal, and All Fixing Materials Suitable for Floor Mounting.
2434 | SOCKET | CR-40-03 | Floor Socket | Floor Service Outlet Box | 230V | 11 | 0 | 0 | 0 | 11 | Floor Service Outlet Box, 2x1ph Socket Outlet compartment (230 V AC (L+N+PE), 3 Pole, 16 A, 16 kA),IP41, Indoor, Complete with Plug And Internal Earthing Terminal, and All Fixing Materials Suitable for Floor Mounting.
2435 | SOCKET | CR-40-01 | ENSC0731AI5FN000 | Convenience Outlet | 230V | 3 | 3 | 0 | 3 | 0 | Convenience Outlet, 230 V AC, 3 pole (L+N+PE), 16 A, 16 kA, Weather Proof Type, IP55, with Metallic and Corrosion Resistant Enclosure, Terminal Size 4 mm², Entries Sizes ISO Thread 25 mm With 1x M25 Cable Gland And Shroud Suitable For 3x4 mm² Cu/PVC/PVC Cable, Internal Earthing Terminal, and All Fixing Materials Suitable for Wall Mounting.
2436 | SOCKET | CR-40-01 | ENSC0731BH4BN000 | Convenience Outlet | 230V | 65 | 65 | 65 | 0 | 0 | Convenience Outlet, 230 V AC, 3 pole (L+N+PE), 16 A, 16 kA, Indoor Type, IP41, with Glass Reinforced Plastic (GRP) Enclosure, Terminal Size 4 mm², Entries Sizes ISO Thread 25 mm With 1x M25 Cable Gland And Shroud Suitable For 3x4 mm² Cu/PVC/PVC Cable, Internal Earthing Terminal, and All Fixing Materials Suitable for Wall Mounting.
2437 | SOCKET | CR-40-02 | EPSJ073A6FN3T3 | Convenience Outlet | 230V | 2 | 2 | 2 | 0 | 0 | Convenience Socket Outlet, Single Phase, Surface Mounted, 230 V AC (L+N+PE), 3 Pole, 16 A, 16 kA, Explosion Proof Type Ex d IIC T3, IP65,Indoor Type, with Enclosure of Metallic And Corrosion Resistant, Complete with Plug And Built In ON-OFF Switch and Pad Locking Facility In "OFF" Position, Terminal Size 4 mm², Entries Sizes ISO Thread 25 mm With 1x M25 Cable Gland And Shroud Suitable For 3x4 mm² Cu/PVC/PVC Cable, Internal Earthing Terminal, and All Fixing Materials Suitable for Wall Mounting.
2438 | SOCKET | CR-40-02 | ENSC0731AI5FN000 | Convenience Outlet | 230V | 3 | 3 | 0 | 3 | 0 | Convenience Outlet, 230 V AC, 3 pole (L+N+PE), 16 A, 16 kA, Weather Proof Type, IP55, with Metallic and Corrosion Resistant Enclosure, Terminal Size 4 mm², Entries Sizes ISO Thread 25 mm With 1x M25 Cable Gland And Shroud Suitable For 3x4 mm² Cu/PVC/PVC Cable, Internal Earthing Terminal, and All Fixing Materials Suitable for Wall Mounting.
2439 | SOCKET | CR-40-02 | ENSC0731BH4BN000 | Convenience Outlet | 230V | 55 | 55 | 52 | 3 | 0 | Convenience Outlet, 230 V AC, 3 pole (L+N+PE), 16 A, 16 kA, Indoor Type, IP41, with Glass Reinforced Plastic (GRP) Enclosure, Terminal Size 4 mm², Entries Sizes ISO Thread 25 mm With 1x M25 Cable Gland And Shroud Suitable For 3x4 mm² Cu/PVC/PVC Cable, Internal Earthing Terminal, and All Fixing Materials Suitable for Wall Mounting.
2440 | SOCKET | CR-40-03 | ENSC0731AI5FN000 | Convenience Outlet | 230V | 2 | 2 | 0 | 2 | 0 | Convenience Outlet, 230 V AC, 3 pole (L+N+PE), 16 A, 16 kA, Weather Proof Type, IP55, with Metallic and Corrosion Resistant Enclosure, Terminal Size 4 mm², Entries Sizes ISO Thread 25 mm With 1x M25 Cable Gland And Shroud Suitable For 3x4 mm² Cu/PVC/PVC Cable, Internal Earthing Terminal, and All Fixing Materials Suitable for Wall Mounting.
2441 | SOCKET | CR-40-03 | ENSC0731BH4BN000 | Convenience Outlet | 230V | 40 | 40 | 38 | 2 | 0 | Convenience Outlet, 230 V AC, 3 pole (L+N+PE), 16 A, 16 kA, Indoor Type, IP41, with Glass Reinforced Plastic (GRP) Enclosure, Terminal Size 4 mm², Entries Sizes ISO Thread 25 mm With 1x M25 Cable Gland And Shroud Suitable For 3x4 mm² Cu/PVC/PVC Cable, Internal Earthing Terminal, and All Fixing Materials Suitable for Wall Mounting.
2442 | SOCKET | SS-40-03 | EPSJ073A6FN3T3 | Convenience Outlet | 230V | 2 | 2 | 2 | 0 | 0 | Convenience Socket Outlet, Single Phase, Surface Mounted, 230 V AC (L+N+PE), 3 Pole, 16 A, 16 kA, Explosion Proof Type Ex d IIC T3, IP65,Indoor Type, with Enclosure of Metallic And Corrosion Resistant, Complete with Plug And Built In ON-OFF Switch and Pad Locking Facility In "OFF" Position, Terminal Size 4 mm², Entries Sizes ISO Thread 25 mm With 1x M25 Cable Gland And Shroud Suitable For 3x4 mm² Cu/PVC/PVC Cable, Internal Earthing Terminal, and All Fixing Materials Suitable for Wall Mounting.
2443 | SOCKET | SS-40-03 | ENSC0731AI5FN000 | Convenience Outlet | 230V | 10 | 10 | 0 | 10 | 0 | Convenience Outlet, 230 V AC, 3 pole (L+N+PE), 16 A, 16 kA, Weather Proof Type, IP55, with Metallic and Corrosion Resistant Enclosure, Terminal Size 4 mm², Entries Sizes ISO Thread 25 mm With 1x M25 Cable Gland And Shroud Suitable For 3x4 mm² Cu/PVC/PVC Cable, Internal Earthing Terminal, and All Fixing Materials Suitable for Wall Mounting.
2444 | SOCKET | SS-40-03 | ENSC0731BH4BN000 | Convenience Outlet | 230V | 11 | 11 | 10 | 1 | 0 | Convenience Outlet, 230 V AC, 3 pole (L+N+PE), 16 A, 16 kA, Indoor Type, IP41, with Glass Reinforced Plastic (GRP) Enclosure, Terminal Size 4 mm², Entries Sizes ISO Thread 25 mm With 1x M25 Cable Gland And Shroud Suitable For 3x4 mm² Cu/PVC/PVC Cable, Internal Earthing Terminal, and All Fixing Materials Suitable for Wall Mounting.
2445 | SOCKET | SS-40-04 | EPSJ073A6FN3T3 | Convenience Outlet | 230V | 2 | 2 | 2 | 0 | 0 | Convenience Socket Outlet, Single Phase, Surface Mounted, 230 V AC (L+N+PE), 3 Pole, 16 A, 16 kA, Explosion Proof Type Ex d IIC T3, IP65,Indoor Type, with Enclosure of Metallic And Corrosion Resistant, Complete with Plug And Built In ON-OFF Switch and Pad Locking Facility In "OFF" Position, Terminal Size 4 mm², Entries Sizes ISO Thread 25 mm With 1x M25 Cable Gland And Shroud Suitable For 3x4 mm² Cu/PVC/PVC Cable, Internal Earthing Terminal, and All Fixing Materials Suitable for Wall Mounting.
2446 | SOCKET | SS-40-04 | ENSC0731AI5FN000 | Convenience Outlet | 230V | 9 | 9 | 0 | 9 | 0 | Convenience Outlet, 230 V AC, 3 pole (L+N+PE), 16 A, 16 kA, Weather Proof Type, IP55, with Metallic and Corrosion Resistant Enclosure, Terminal Size 4 mm², Entries Sizes ISO Thread 25 mm With 1x M25 Cable Gland And Shroud Suitable For 3x4 mm² Cu/PVC/PVC Cable, Internal Earthing Terminal, and All Fixing Materials Suitable for Wall Mounting.
2447 | SOCKET | SS-40-04 | ENSC0931BH4BN000 | Convenience Outlet | 230V | 11 | 11 | 11 | 0 | 0 | Convenience Outlet, 230 V AC, 3 pole (L+N+PE), 16 A, 16 kA, Indoor Type, IP41, with Glass Reinforced Plastic (GRP) Enclosure, Terminal Size 4 mm², Entries Sizes ISO Thread 25 mm With 1x M25 Cable Gland And Shroud Suitable For 3x4 mm² Cu/PVC/PVC Cable, Internal Earthing Terminal, and All Fixing Materials Suitable for Wall Mounting. |  | MTO=ENSC0731BH4BN000
2448 | SOCKET | SS-40-05 | EPSJ073A6FN3T3 | Convenience Outlet | 230V | 2 | 2 | 2 | 0 | 0 | Convenience Socket Outlet, Single Phase, Surface Mounted, 230 V AC (L+N+PE), 3 Pole, 16 A, 16 kA, Explosion Proof Type Ex d IIC T3, IP65,Indoor Type, with Enclosure of Metallic And Corrosion Resistant, Complete with Plug And Built In ON-OFF Switch and Pad Locking Facility In "OFF" Position, Terminal Size 4 mm², Entries Sizes ISO Thread 25 mm With 1x M25 Cable Gland And Shroud Suitable For 3x4 mm² Cu/PVC/PVC Cable, Internal Earthing Terminal, and All Fixing Materials Suitable for Wall Mounting.
2449 | SOCKET | SS-40-05 | ENSC0731AI5FN000 | Convenience Outlet | 230V | 12 | 12 | 0 | 12 | 0 | Convenience Outlet, 230 V AC, 3 pole (L+N+PE), 16 A, 16 kA, Weather Proof Type, IP55, with Metallic and Corrosion Resistant Enclosure, Terminal Size 4 mm², Entries Sizes ISO Thread 25 mm With 1x M25 Cable Gland And Shroud Suitable For 3x4 mm² Cu/PVC/PVC Cable, Internal Earthing Terminal, and All Fixing Materials Suitable for Wall Mounting.
2450 | SOCKET | SS-40-05 | ENSC0731BH4BN000 | Convenience Outlet | 230V | 11 | 11 | 11 | 0 | 0 | Convenience Outlet, 230 V AC, 3 pole (L+N+PE), 16 A, 16 kA, Indoor Type, IP41, with Glass Reinforced Plastic (GRP) Enclosure, Terminal Size 4 mm², Entries Sizes ISO Thread 25 mm With 1x M25 Cable Gland And Shroud Suitable For 3x4 mm² Cu/PVC/PVC Cable, Internal Earthing Terminal, and All Fixing Materials Suitable for Wall Mounting.
2451 | SOCKET | SS-40-09 | EPSJ073A6FN3T3 | Convenience Outlet | 230V | 2 | 2 | 2 | 0 | 0 | Convenience Socket Outlet, Single Phase, Surface Mounted, 230 V AC (L+N+PE), 3 Pole, 16 A, 16 kA, Explosion Proof Type Ex d IIC T3, IP65,Indoor Type, with Enclosure of Metallic And Corrosion Resistant, Complete with Plug And Built In ON-OFF Switch and Pad Locking Facility In "OFF" Position, Terminal Size 4 mm², Entries Sizes ISO Thread 25 mm With 1x M25 Cable Gland And Shroud Suitable For 3x4 mm² Cu/PVC/PVC Cable, Internal Earthing Terminal, and All Fixing Materials Suitable for Wall Mounting.
2452 | SOCKET | SS-40-09 | ENSC0731AI5FN000 | Convenience Outlet | 230V | 14 | 14 | 0 | 14 | 0 | Convenience Outlet, 230 V AC, 3 pole (L+N+PE), 16 A, 16 kA, Weather Proof Type, IP55, with Metallic and Corrosion Resistant Enclosure, Terminal Size 4 mm², Entries Sizes ISO Thread 25 mm With 1x M25 Cable Gland And Shroud Suitable For 3x4 mm² Cu/PVC/PVC Cable, Internal Earthing Terminal, and All Fixing Materials Suitable for Wall Mounting.
2453 | SOCKET | SS-40-09 | ENSC0731BH4BN000 | Convenience Outlet | 230V | 11 | 11 | 10 | 1 | 0 | Convenience Outlet, 230 V AC, 3 pole (L+N+PE), 16 A, 16 kA, Indoor Type, IP41, with Glass Reinforced Plastic (GRP) Enclosure, Terminal Size 4 mm², Entries Sizes ISO Thread 25 mm With 1x M25 Cable Gland And Shroud Suitable For 3x4 mm² Cu/PVC/PVC Cable, Internal Earthing Terminal, and All Fixing Materials Suitable for Wall Mounting.
2454 | TERMINATION KIT | 20 | EJTIKB1003MTT | TERMINATION KIT | 3*95 | 2 | 2 | 0 | 2 | 0 | Termination Kit, Heat Shrinkable Type, 3.6/6(7.2) kV, Indoor Type, suitable for Cu/SC/XLPE/SC/SCR/Bd/PVC/Lsh/Bd/SWA/PVC cable, Complete with Tinned Copper Compression Type, Heavy Duty Cable Lug, Earthing Connection Kit, Armour and Lead Sheath Connection Kit, Insulating Boot, Tape Sheilds, Shrouds, Related Springs & Washers, Bolts & Nuts and all necessary accessories in Accordance with IEC 60502-4 & IEC 61442.
2455 | TERMINATION KIT | 41 | EJTIKB1003MTT | TERMINATION KIT | 3*95 | 3 | 3 | 0 | 3 | 0 | Termination Kit, Heat Shrinkable Type, 3.6/6(7.2) kV, Indoor Type, suitable for Cu/XLPE/Lsh/SWA/PVC Cable, Complete with Tinned Copper Compression Type, Heavy Duty Cable Lug, Earthing Connection Kit, Armour and Lead Sheath Connection Kit, Insulating Boot, Wire Shields, Shrouds, Related Springs & Washers, Bolts & Nuts and all necessary accessories in Accordance with IEC 60502-4 & IEC 61442.
2456 | TERMINATION KIT | 42 | EJTIKB1003KTT | TERMINATION KIT | 3*50 | 13 | 13 | 0 | 13 | 0 | Termination Kit, Heat Shrinkable Type, 3.6/6(7.2) kV, Indoor Type, suitable for Cu/XLPE/Lsh/SWA/PVC Cable, Complete with Tinned Copper Compression Type, Heavy Duty Cable Lug, Earthing Connection Kit, Armour and Lead Sheath Connection Kit, Insulating Boot, Wire Shields, Shrouds, Related Springs & Washers, Bolts & Nuts and all necessary accessories in Accordance with IEC 60502-4 & IEC 61442.
2457 | TERMINATION KIT | 42 | EJTIKB1003MTT | TERMINATION KIT | 3*95 | 4 | 4 | 0 | 4 | 0 | Termination Kit, Heat Shrinkable Type, 3.6/6(7.2) kV, Indoor Type, suitable for Cu/XLPE/Lsh/SWA/PVC Cable, Complete with Tinned Copper Compression Type, Heavy Duty Cable Lug, Earthing Connection Kit, Armour and Lead Sheath Connection Kit, Insulating Boot, Wire Shields, Shrouds, Related Springs & Washers, Bolts & Nuts and all necessary accessories in Accordance with IEC 60502-4 & IEC 61442.
2458 | TERMINATION KIT | 42 | EJTIKB1003NTT | TERMINATION KIT | 3*120 | 4 | 4 | 0 | 4 | 0 | Termination Kit, Heat Shrinkable Type, 3.6/6(7.2) kV, Indoor Type, suitable for Cu/XLPE/Lsh/SWA/PVC Cable, Complete with Tinned Copper Compression Type, Heavy Duty Cable Lug, Earthing Connection Kit, Armour and Lead Sheath Connection Kit, Insulating Boot, Wire Shields, Shrouds, Related Springs & Washers, Bolts & Nuts and all necessary accessories in Accordance with IEC 60502-4 & IEC 61442.
2459 | TERMINATION KIT | 44 | EJTIKB1003QTT | TERMINATION KIT | 3*240 | 2 | 2 | 0 | 2 | 0 | Termination Kit, Heat Shrinkable Type, 3.6/6(7.2) kV, Indoor Type, suitable for Cu/XLPE/Lsh/SWA/PVC Cable, Complete with Tinned Copper Compression Type, Heavy Duty Cable Lug, Earthing Connection Kit, Armour and Lead Sheath Connection Kit, Insulating Boot, Wire Shields, Shrouds, Related Springs & Washers, Bolts & Nuts and all necessary accessories in Accordance with IEC 60502-4 & IEC 61442.
2460 | TERMINATION KIT | 45 | EIJDGBB1101RTT | Cable Joint | 1*300 | 55 | 55 | 15 | 40 | 0 | Cable Joint, Heat Shrinkable Straight Through Joint, 18/30(36) kV, Suitable for Single Core, Cu/XLPE/Lsh/AWA/PVC Cable, Water Proof, Buried Joints, Complete with Sealing System and all Necessary Accessories for Contiguous Sheilding & Earthing of Cable in accordance with IEC 61442 and IEC-60502-4. |  | 12 Sets for first priority (Open art)
2461 | TERMINATION KIT | 45 | EIJDGBB1101RTT | Cable Joint | 1*300 | 13 | 13 | 0 | 13 | 0 | Cable Joint, Heat Shrinkable Straight Through Joint, 18/30(36) kV, Suitable for Single Core, Cu/XLPE/Lsh/AWA/PVC Cable, Water Proof, Buried Joints, Complete with Sealing System and all Necessary Accessories for Contiguous Sheilding & Earthing of Cable in accordance with IEC 61442 and IEC-60502-4. |  | Hold . (this item will be finalized after specified the exact information of substation 132/33 KV, for emergency ring)
2462 | TERMINATION KIT | 45 | EJTIGC1001RTT | TERMINATION KIT | 1*300 | 15 | 0 | 0 | 0 | 15 | Termination Kit, Plug-in & Straight Type, 18/30(36) kV, In=800 A, 40 kA/1 sec, Indoor Type, Suitable for Cu/XLPE/Lsh/AWA/PVC Cable, Metal-Enclosed, Hermetically Insulated, Complete with Sealing System and all Necessary Accessories in Accordance with BS EN 50180, BS EN 50181 and IEC 60228, IEC 60502-4 & IEC 61442. | 14 | 4 Sets for first priority (for Power Plant No. 3, SUPPLIED BY 33kV GIS VENDOR)
2463 | TERMINATION KIT | 45 | EJTIGD1001RTT | TERMINATION KIT | 1*300 | 23 | 0 | 0 | 0 | 23 | Termination Kit, Plug-in & Straight/Elbow Type, 18/30(36) kV, In=800A, 40 kA/1 sec, Indoor Type, Suitable for Cu/XLPE/Lsh/AWA/PVC Cable, Metal-Enclosed, Hermetically Insulated, Complete with Sealing System and all Necessary Accessories in Accordance with BS EN 50180, BS EN 50181 and IEC 60228, IEC 60502-4 & IEC 61442. | 22 | 4 Sets for first priority (for SS-40-09, SUPPLIED BY 33kV GIS VENDOR)
2464 | TERMINATION KIT | 45 | EJTIGD1001RTT | TERMINATION KIT | 1*300 | 2 | 0 | 0 | 0 | 2 | Termination Kit, Plug-in & Straight/Elbow Type, 18/30(36) kV, In=800A, 40 kA/1 sec, Indoor Type, Suitable for Cu/XLPE/Lsh/AWA/PVC Cable, Metal-Enclosed, Hermetically Insulated, Complete with Sealing System and all Necessary Accessories in Accordance with BS EN 50180, BS EN 50181 and IEC 60228, IEC 60502-4 & IEC 61442. | 2 | Hold . (this item will be finalized after specified the exact information of substation 132/33 KV, for emergency ring)
2465 | TERMINATION KIT | 51 | EJTIKB1003MTT | TERMINATION KIT | 3*95 | 60 | 60 | 58 | 2 | 0 | Termination Kit, Heat Shrinkable Type, 3.6/6(7.2) kV, Indoor Type, suitable for Cu/XLPE/Lsh/SWA/PVC Cable, Complete with Tinned Copper Compression Type, Heavy Duty Cable Lug, Earthing Connection Kit, Armour and Lead Sheath Connection Kit, Insulating Boot, Wire Shields, Shrouds, Related Springs & Washers, Bolts & Nuts and all necessary accessories in Accordance with IEC 60502-4 & IEC 61442.
2466 | TERMINATION KIT | 51 | EJTIKB1003NTT | TERMINATION KIT | 3*120 | 13 | 13 | 12 | 1 | 0 | Termination Kit, Heat Shrinkable Type, 3.6/6(7.2) kV, Indoor Type, suitable for Cu/XLPE/Lsh/SWA/PVC Cable, Complete with Tinned Copper Compression Type, Heavy Duty Cable Lug, Earthing Connection Kit, Armour and Lead Sheath Connection Kit, Insulating Boot, Wire Shields, Shrouds, Related Springs & Washers, Bolts & Nuts and all necessary accessories in Accordance with IEC 60502-4 & IEC 61442. |  | Suitable cable lug is M16
2467 | TERMINATION KIT | 51 | EJTIKB1003QTT | TERMINATION KIT | 3*240 | 9 | 9 | 8 | 1 | 0 | Termination Kit, Heat Shrinkable Type, 3.6/6(7.2) kV, Indoor Type, suitable for Cu/XLPE/Lsh/SWA/PVC Cable, Complete with Tinned Copper Compression Type, Heavy Duty Cable Lug, Earthing Connection Kit, Armour and Lead Sheath Connection Kit, Insulating Boot, Wire Shields, Shrouds, Related Springs & Washers, Bolts & Nuts and all necessary accessories in Accordance with IEC 60502-4 & IEC 61442. |  | Suitable cable lug is M16
2468 | TERMINATION KIT | 61 | EJTIKB1003PTT | TERMINATION KIT | 3*185 | 7 | 7 | 0 | 7 | 0 | Termination kit, Heat Shrinkable type, 3.6/6(7.2) kV, Intdoor type, suitable for Cu/SC/XLPE/SC/SCR/Bd/PVC/Lsh/Bd/SWA/PVC cable, Complete with Tinned Copper compression type Heavy duty Cable Lug, Earthing Connection Kit, Armour and Lead Sheath Connection Kits, Insulating Boot, Tape sheilds, Shrouds, Related Springs & Washers, Bolts & Nuts and all necessary accessories in Accordance with IEC 60502-4.
2469 | TERMINATION KIT | 75 | EJTIKB1003MTT | TERMINATION KIT | 3*95 | 5 | 5 | 2 | 3 | 0 | Termination Kit, Heat Shrinkable Type, 3.6/6(7.2) kV, Indoor Type, suitable for Cu/XLPE/Lsh/SWA/PVC Cable, Complete with Tinned Copper Compression Type, Heavy Duty Cable Lug, Earthing Connection Kit, Armour and Lead Sheath Connection Kit, Insulating Boot, Wire Shields, Shrouds, Related Springs & Washers, Bolts & Nuts and all necessary accessories in Accordance with IEC 60502-4 & IEC 61442.
2470 | TERMINATION KIT | SS-40-03 | EJTIGD0101RTT | TERMINATION KIT | 1*300 | 9 | 0 | 0 | 0 | 9 | Termination Kit, Plug-in & Straight/Elbow Type, 18/30(36) kV, In=800 A, 40 kA/1 sec, Indoor Type, Suitable for Cu/XLPE/AWA/PVC Cable, Metal-Enclosed, Hermetically Insulated, Complete with Sealing System and all Necessary Accessories in Accordance with BS EN 50180, BS EN 50181 and IEC 60228, IEC 60502-4 & IEC 61442. | SS-48-03 | Provided by 33 kV, GIS Switchgear Manufacturer
2471 | TERMINATION KIT | SS-40-03 | EJTIGB0101RTT | TERMINATION KIT | 1*300 | 10 | 10 | 0 | 10 | 0 | Termination Kit, Heat Shrinkable Type, 18/30(36) kV, Indoor Type, suitable for Cu/XLPE/AWA/PVC Cable, Complete with Tinned Copper Compression Type, Heavy Duty Cable Lug, Earthing Connection Kit, Armour Connection Kit, Insulating Boot, Wire Shields, Shrouds, Related Springs & Washers, Bolts & Nuts and all necessary accessories in Accordance with IEC 60502-4 & IEC 61442. | SS-48-03 | 33KV
2472 | TERMINATION KIT | SS-40-03 | EJTIKB0101QTT | TERMINATION KIT | 1*240 | 14 | 14 | 0 | 14 | 0 | Termination Kit, Heat Shrinkable Type, 3.6/6(7.2) kV, Indoor Type, suitable for Cu/XLPE/AWA/PVC Cable, Complete with Tinned Copper Compression Type, Heavy Duty Cable Lug, Earthing Connection Kit, Armour Connection Kit, Insulating Boot, Wire Shields, Shrouds, Related Springs & Washers, Bolts & Nuts and all necessary accessories in Accordance with IEC 60502-4 & IEC 61442. | SS-48-03 | 6KV
2473 | TERMINATION KIT | SS-40-03 | EJTIKB0101RTT | TERMINATION KIT | 1*300 | 10 | 10 | 0 | 10 | 0 | Termination Kit, Heat Shrinkable Type, 3.6/6(7.2) kV, Indoor Type, suitable for Cu/XLPE/AWA/PVC Cable, Complete with Tinned Copper Compression Type, Heavy Duty Cable Lug, Earthing Connection Kit, Armour Connection Kit, Insulating Boot, Wire Shields, Shrouds, Related Springs & Washers, Bolts & Nuts and all necessary accessories in Accordance with IEC 60502-4 & IEC 61442. | SS-48-03 | 6KV
2474 | TERMINATION KIT | SS-40-03 | EJTIKB0103OTT | TERMINATION KIT | 3*150 | 11 | 11 | 0 | 11 | 0 | Termination Kit, Heat Shrinkable Type, 3.6/6(7.2) kV, Indoor Type, suitable for Cu/XLPE/SWA/PVC Cable, Complete with Tinned Copper Compression Type, Heavy Duty Cable Lug, Earthing Connection Kit, Armour Connection Kit, Insulating Boot, Wire Shields, Shrouds, Related Springs & Washers, Bolts & Nuts and all necessary accessories in Accordance with IEC 60502-4 & IEC 61442. | SS-48-03 | 6KV
2475 | TERMINATION KIT | SS-40-04 | EJTIGD0101RTT | TERMINATION KIT | 1*300 | 9 | 0 | 0 | 0 | 9 | Termination Kit, Plug-in & Straight/Elbow Type, 18/30(36) kV, In=800 A, 40 kA/1 sec, Indoor Type, Suitable for Cu/XLPE/AWA/PVC Cable, Metal-Enclosed, Hermetically Insulated, Complete with Sealing System and all Necessary Accessories in Accordance with BS EN 50180, BS EN 50181 and IEC 60228, IEC 60502-4 & IEC 61442. | SS-48-04 | Provided by 33 kV, GIS Switchgear Manufacturer
2476 | TERMINATION KIT | SS-40-04 | EJTIGB0101RTT | TERMINATION KIT | 1*300 | 10 | 10 | 0 | 10 | 0 | Termination Kit, Heat Shrinkable Type, 18/30(36) kV, Indoor Type, suitable for Cu/XLPE/AWA/PVC Cable, Complete with Tinned Copper Compression Type, Heavy Duty Cable Lug, Earthing Connection Kit, Armour Connection Kit, Insulating Boot, Wire Shields, Shrouds, Related Springs & Washers, Bolts & Nuts and all necessary accessories in Accordance with IEC 60502-4 & IEC 61442. | SS-48-04 | 33KV
2477 | TERMINATION KIT | SS-40-04 | EJTIKB0101QTT | TERMINATION KIT | 1*240 | 10 | 10 | 0 | 10 | 0 | Termination Kit, Heat Shrinkable Type, 3.6/6(7.2) kV, Indoor Type, suitable for Cu/XLPE/AWA/PVC Cable, Complete with Tinned Copper Compression Type, Heavy Duty Cable Lug, Earthing Connection Kit, Armour Connection Kit, Insulating Boot, Wire Shields, Shrouds, Related Springs & Washers, Bolts & Nuts and all necessary accessories in Accordance with IEC 60502-4 & IEC 61442. | SS-48-04 | 6KV
2478 | TERMINATION KIT | SS-40-05 | EJTIGD0101RTT | TERMINATION KIT | 1*300 | 10 | 0 | 0 | 0 | 10 | Termination Kit, Plug-in & Straight/Elbow Type, 18/30(36) kV, In=800 A, 40 kA/1 sec, Indoor Type, Suitable for Cu/XLPE/AWA/PVC Cable, Metal- Enclosed, Hermetically Insulated, Complete with Sealing System and all Necessary Accessories in Accordance with BS EN 50180, BS EN 50181 and IEC 60228, IEC 60502-4 & IEC 61442. | SS-48-05 | Will be supplied by SWG. Vendor.
2479 | TERMINATION KIT | SS-40-05 | EJTIGB0101RTT | TERMINATION KIT | 1*300 | 11 | 11 | 0 | 11 | 0 | Termination Kit, Heat Shrinkable Type, 18/30(36) kV, Indoor Type, suitable for Cu/XLPE/AWA/PVC Cable, Complete with Tinned Copper Compression Type, Heavy Duty Cable Lug, Earthing Connection Kit, Armour Connection Kit, Insulating Boot, Wire Shields, Shrouds, Related Springs & Washers, Bolts & Nuts and all necessary accessories in Accordance with IEC 60502-4 & IEC 61442. | SS-48-05 | 33KV
2480 | TERMINATION KIT | SS-40-05 | EJTIKB0101QTT | TERMINATION KIT | 1*240 | 13 | 13 | 0 | 13 | 0 | Termination Kit, Heat Shrinkable Type, 3.6/6(7.2) kV, Indoor Type, suitable for Cu/XLPE/AWA/PVC Cable, Complete with Tinned Copper Compression Type, Heavy Duty Cable Lug, Earthing Connection Kit, Armour Connection Kit, Insulating Boot, Wire Shields, Shrouds, Related Springs & Washers, Bolts & Nuts and all necessary accessories in Accordance with IEC 60502-4 & IEC 61442. | SS-48-05 | 6KV
2481 | TERMINATION KIT | SS-40-05 | EJTIKB0101RTT | TERMINATION KIT | 1*300 | 23 | 23 | 0 | 23 | 0 | Termination Kit, Heat Shrinkable Type, 3.6/6(7.2) kV, Indoor Type, suitable for Cu/XLPE/AWA/PVC Cable, Complete with Tinned Copper Compression Type, Heavy Duty Cable Lug, Earthing Connection Kit, Armour Connection Kit, Insulating Boot, Wire Shields, Shrouds, Related Springs & Washers, Bolts & Nuts and all necessary accessories in Accordance with IEC 60502-4 & IEC 61442. | SS-48-05 | 6KV
2482 | TERMINATION KIT | SS-40-09 | EJTIGD0101RTT | TERMINATION KIT | 1*300 | 13 | 0 | 0 | 0 | 13 | Termination Kit, Plug-in & Straight/Elbow Type, 18/30(36) kV, In=800 A, 40 kA/1 sec, Indoor Type, Suitable for Cu/XLPE/AWA/PVC Cable, Metal-Enclosed, Hermetically Insulated, Complete with Sealing System and all Necessary Accessories in Accordance with BS EN 50180, BS EN 50181 and IEC 60228, IEC 60502-4 & IEC 61442. | SS-48-09 | Provided by 33 kV, GIS Switchgear Manufacturer
2483 | TERMINATION KIT | SS-40-09 | EJTIGB0101RTT | TERMINATION KIT | 1*300 | 13 | 13 | 12 | 1 | 0 | Termination Kit, Heat Shrinkable Type, 18/30(36) kV, Indoor Type, suitable for Cu/XLPE/AWA/PVC Cable, Complete with Tinned Copper Compression Type, Heavy Duty Cable Lug, Earthing Connection Kit, Armour Connection Kit, Insulating Boot, Wire Shields, Shrouds, Related Springs & Washers, Bolts & Nuts and all necessary accessories in Accordance with IEC 60502-4 & IEC 61442. | SS-48-09 | 33KV
2484 | TERMINATION KIT | SS-40-09 | EJTIKB0101RTT | TERMINATION KIT | 1*300 | 23 | 23 | 18 | 5 | 0 | Termination Kit, Heat Shrinkable Type, 3.6/6(7.2) kV, Indoor Type, suitable for Cu/XLPE/AWA/PVC Cable, Complete with Tinned Copper Compression Type, Heavy Duty Cable Lug, Earthing Connection Kit, Armour Connection Kit, Insulating Boot, Wire Shields, Shrouds, Related Springs & Washers, Bolts & Nuts and all necessary accessories in Accordance with IEC 60502-4 & IEC 61442. | SS-48-09 | 6KV
2485 | TRAY/LADDER | 20 | - | Divider | - | 26 | 0 | 0 | 0 | 26 | Divider, Straight Form, Hot Dip Galvanized (Galvanized After Punching & Bending with Hot Dip Galvanized, With Average Thickness 80 Micron as per ASTM A123 or ISO 1461), Suitable Thickness as per Vendor Standard (Minimum 2 mm), Length 3 m, Suitable for Item No. 1.
2486 | TRAY/LADDER | 20 | - | Divider | - | 3 | 0 | 0 | 0 | 3 | Divider Strip (Horizontal Elbow), Hot Dip Galvanized (Galvanized After Punching & Bending with Hot Dip Galvanized, With Average Thickness 80 Micron as per ASTM A123 or ISO 1461), Suitable Thickness as per Vendor Standard (Minimum 2 mm), Suitable for Item No. 4.
2487 | TRAY/LADDER | 20 | - | Divider | - | 3 | 0 | 0 | 0 | 3 | Divider Strip (Vertical Outside Elbow), Hot Dip Galvanized (Galvanized After Punching & Bending with Hot Dip Galvanized, With Average Thickness 80 Micron as per ASTM A123 or ISO 1461), Suitable Thickness as per Vendor Standard (Minimum 2 mm), Suitable for Item No. 3.
2488 | TRAY/LADDER | 20 | EXBEK | Earth Continuity | 200 | 174 | 0 | 0 | 0 | 174 | Earth Continuity Connector, L=200 mm
2489 | TRAY/LADDER | 20 | EXBJCB5 | End Plate | - | 4 | 0 | 0 | 0 | 4 | End Plate.
2490 | TRAY/LADDER | 20 | ETTL1CC1W213 | Horizontal Elbow | 750*100 | 5 | 0 | 0 | 0 | 5 | Horizontal Elbow, Punched, Hot Dip Galvanized, Galvanized After Bending with Average Thickness 80 Micron as per ASTM A123 or ISO 1461), Suitable Thickness as per Vendor Standard (Minimum 2 mm), Width 750 mm, 100 mm Height, with 2 Bends at the Edge of Cable Ladder with Cover Plate & Fixings Clip, Suitable for Item No. 1.
2491 | TRAY/LADDER | 20 | ETTL1CC1C213 | Horizontal Elbow | 300*100 | 5 | 0 | 0 | 0 | 5 | Horizontal Elbow, Punched, Hot Dip Galvanized, Galvanized After Bending with Average Thickness 80 Micron as per ASTM A123 or ISO 1461), Suitable Thickness as per Vendor Standard (Minimum 2 mm), Width 300 mm, 100 mm Height, with 2 Bends at the Edge of Cable Ladder with Cover Plate & Fixings Clip, Suitable for Item No. 2.
2492 | TRAY/LADDER | 20 | ETTL1CA1W213 | LADDER | 700*100 | 51 | 0 | 0 | 0 | 51 | Cable Ladder, Straight Form, Hot Dip Galvanized (Galvanized After Punching & Bending with Hot Dip Galvanized, With Average Thickness 80 Micron as per ASTM A123 or ISO 1461), Suitable Thickness as per Vendor Standard (Minimum 2 mm), Average Value of Load Calculation shall be Equal to 300 Kg, Length 3 m, Width 750 mm, 100 mm Height, 200 mm Rung Spacing, Metal Sheet Thickness of Rung 2 mm (C-Profile), with Inside Return Bends at the Edge of Cable Ladder Complete with Cover Plate & Fixings Clip.
2493 | TRAY/LADDER | 20 | ETTL1CA1C213 | LADDER | 300*100 | 53 | 0 | 0 | 0 | 53 | Cable Ladder, Straight Form, Hot Dip Galvanized (Galvanized After Punching & Bending with Hot Dip Galvanized, With Average Thickness 80 Micron as per ASTM A123 or ISO 1461), Suitable Thickness as per Vendor Standard (Minimum 2 mm), Average Value of Load Calculation shall be Equal to 200 Kg, Length 3 m, Width 300 mm, 100 mm Height, 200 mm Rung Spacing, Metal Sheet Thickness of Rung 2 mm (C-Profile), with Inside Return Bends at the Edge of Cable Ladder Complete with Cover Plate & Fixings Clip.
2494 | TRAY/LADDER | 20 | EXBDCB2 | Straight Jointing Plate | 85mm | 348 | 0 | 0 | 0 | 348 | Straight Jointing Plate, Complete with 8 Nos. Hot Dip Golvanized Bolt, Nut M8 (Round Head), One Spring Washer & Two Flat Washer as per 1 Bolt & Nut, Suitable for Item No. 1 & 2.
2495 | TRAY/LADDER | 20 | ETTL1CG1W213 | Vertical Elbow | 750*100 | 5 | 0 | 0 | 0 | 5 | Vertical Outside Elbow, Punched, Hot Dip Galvanized, Galvanized After Bending with Average Thickness 80 Micron as per ASTM A123 or ISO 1461), Suitable Thickness as per Vendor Standard (Minimum 2 mm), Width 750 mm, 100 mm Height, with 2 Bends at the Edge of Cable Ladder with Cover Plate & Fixings Clip, Suitable for Item No. 1.
2496 | TRAY/LADDER | 20 | ETTL1CG1C213 | Vertical Elbow | 300*100 | 6 | 0 | 0 | 0 | 6 | Vertical Outside Elbow, Punched, Hot Dip Galvanized, Galvanized After Bending with Average Thickness 80 Micron as per ASTM A123 or ISO 1461), Suitable Thickness as per Vendor Standard (Minimum 2 mm), Width 300 mm, 100 mm Height, with 2 Bends at the Edge of Cable Ladder with Cover Plate & Fixings Clip, Suitable for Item No. 2.
2497 | TRAY/LADDER | 35 | ETTL1CF1W210 | Adjustable Inside Riser | 700*100 | 14 | 14 | 14 | 0 | 0 | Adjustable Vertical Inside Riser, Punched, Hot Dip Galvanized (Galvanized After Punching & Bending , With Average Thickness 75 Micron as per ASTM A123 or ISO 1461), Minimum Thickness 2 mm, Width 700 mm, 100 mm Height, with 2 Inside Return Bends at the Edge Complete with Cover Plate made from the same material of ladder with minimum thickness 1.5 mm & Fixings Clip, Suitable for Item No.1.
2498 | TRAY/LADDER | 35 | ETTL1CF3W210 | Adjustable Inside Riser | 700*100 | 3 | 3 | 3 | 0 | 0 | Adjustable Vertical Inside Riser 45o, Punched, Hot Dip Galvanized (Galvanized After Punching & Bending, With Average Thickness 75 Micron as per ASTM A123 or ISO 1461), Minimum Thickness 2 mm, Width 700 mm, 100 mm Height, with 2 Inside Return Bends at the Edge Complete with Cover Plate made from the same material of ladder with minimum thickness 1.5 mm & Fixings Clip, Suitable for Item No.1.
2499 | TRAY/LADDER | 35 | ETTL1CG1W210 | Adjustable Outside Riser | 700*100 | 14 | 14 | 14 | 0 | 0 | Adjustable Vertical Ouside Riser, Punched, Hot Dip Galvanized (Galvanized After Punching & Bending, With Average Thickness 75 Micron as per ASTM A123 or ISO 1461), Minimum Thickness 2 mm, Width 700 mm, 100 mm Height, with 2 Inside Return Bends at the Edge Complete with Cover Plate made from the same material of ladder with minimum thickness 1.5 mm & Fixings Clip, Suitable for Item No.1.
2500 | TRAY/LADDER | 35 | ETTL1CG3W210 | Adjustable Outside Riser | 700*100 | 3 | 3 | 3 | 0 | 0 | Adjustable Vertical Ouside Riser 45o, Punched, Hot Dip Galvanized (Galvanized After Punching & Bending, With Average Thickness 75 Micron as per ASTM A123 or ISO 1461), Minimum Thickness 2 mm, Width 700 mm, 100 mm Height, with 2 Inside Return Bends at the Edge Complete with Cover Plate made from the same material of ladder with minimum thickness 1.5 mm & Fixings Clip, Suitable for Item No.1.
2501 | TRAY/LADDER | 35 | EXBEK | Earth Continuity | 200mm | 376 | 376 | 306 | 70 | 0 | Earth Continuity Connector, L=200 mm Complete with Bolts and Nuts.
2502 | TRAY/LADDER | 35 | EXBJCJ2 | End Plate | 700*100 | 3 | 3 | 3 | 0 | 0 | End Plate, Punched, Hot Dip Galvanized (Galvanized After Punching & Bending, With Average Thickness 75 Micron as per ASTM A123 or ISO 1461), Minimum Thickness 1.5 mm, Width 700 mm, 100 mm Height, Complete with Fixings Clip, Suitable for Item No.1.
2503 | TRAY/LADDER | 35 | ETTL1CV3W210 | Horizontal Elbow | 700*100 | 30 | 30 | 30 | 0 | 0 | Horizental Elbow 90o(L-type), Punched, Hot Dip Galvanized (Galvanized After Punching & Bending, With Average Thickness 75 Micron as per ASTM A123 or ISO 1461), Minimum Thickness 2 mm, Width 700 mm, 100 mm Height, Junction Raduis 600mm, with 2 Inside Return Bends at the Edge Complete with Cover Plate made from the same material of ladder with minimum thickness 1.5 mm & Fixings Clip, Suitable for Item No.1.
2504 | TRAY/LADDER | 35 | ETTL1CW5W210 | Horizontal tee | 700*100 | 2 | 2 | 2 | 0 | 0 | Horizental TEE (Equal) Connection, Punched, Hot Dip Galvanized (Galvanized After Punching & Bending, With Average Thickness 75 Micron as per ASTM A123 or ISO 1461), Minimum Thickness 2 mm, Width 700 mm, 100 mm Height, Junction Raduis 600mm, with 2 Inside Return Bends at the Edge Complete with Cover Plate made from the same material of ladder with minimum thickness 1.5 mm & Fixings Clip, Suitable for Item No.1.
2505 | TRAY/LADDER | 35 | ETTL1CA1W213 | LADDER | 700*100 | 307 | 307 | 307 | 0 | 0 | Cable Ladder, Straight Form, Hot Dip Galvanized (Galvanized After Punching & Bending, With Average Thickness 75 Micron as per ASTM A123 or ISO 1461), Minimum Thickness 2 mm, Average Value of Load Calculation as manufacture's standard, Length 3 m, Width 700 mm, 100 mm Height, 200 mm Rung Spacing, Metal Sheet Thickness of Rung 2 mm (C-Profile), with 2 Inside Return Bends at the Edge of Cable Ladder Complete with Cover Plate made from the same material of ladder with minimum thickness 1.5 mm & Fixings Clip. |  | MTO=ETTL1CA1W203
2506 | TRAY/LADDER | 35 | EXBDCB2 | Straight Jointing Plate | 85mm | 752 | 752 | 614 | 138 | 0 | Straight Jointing Plate, Height 100mm, Complete with 8 Nos. Hot Dip Golvanized Bolt, Nut M8 (Round Head), One Spring Washer & Two Flat Washer as per 1 Bolt & Nut, Suitable for Item No.1 & 2 .
2507 | TRAY/LADDER | 41 | ETTL1CF1B510 | Adjustable Inside Riser | 200*50 | 4 | 4 | 0 | 4 | 0 | Adjustable Vertical Inside Riser, Punched, Hot Dip Galvanized (Galvanized After Punching & Bending , With Average Thickness 75 Micron as per ASTM A123 or ISO 1461), Minimum Thickness 2 mm, Width 200 mm, 50 mm Height, with 2 Inside Return Bends at the Edge Complete with Cover Plate made from the same material of ladder with minimum thickness 1.5 mm & Fixings Clip, Suitable for Item No. 1.
2508 | TRAY/LADDER | 41 | ETTL1CF1D510 | Adjustable Inside Riser | 400*50 | 5 | 5 | 0 | 5 | 0 | Adjustable Vertical Inside Riser, Punched, Hot Dip Galvanized (Galvanized After Punching & Bending , With Average Thickness 75 Micron as per ASTM A123 or ISO 1461), Minimum Thickness 2 mm, Width 400 mm, 50 mm Height, with 2 Inside Return Bends at the Edge Complete with Cover Plate made from the same material of ladder with minimum thickness 1.5 mm & Fixings Clip, Suitable for Item No. 2.
2509 | TRAY/LADDER | 41 | ETTL1CG1B510 | Adjustable Outside Riser | 200*50 | 4 | 4 | 0 | 4 | 0 | Adjustable Vertical Outside Riser, Punched, Hot Dip Galvanized (Galvanized After Punching & Bending , With Average Thickness 75 Micron as per ASTM A123 or ISO 1461), Minimum Thickness 2 mm, Width 200 mm, 50 mm Height, with 2 Inside Return Bends at the Edge Complete with Cover Plate made from the same material of ladder with minimum thickness 1.5 mm & Fixings Clip, Suitable for Item No. 1.
2510 | TRAY/LADDER | 41 | ETTL1CG1D510 | Adjustable Outside Riser | 400*50 | 6 | 6 | 0 | 6 | 0 | Adjustable Vertical Outside Riser, Punched, Hot Dip Galvanized (Galvanized After Punching & Bending , With Average Thickness 75 Micron as per ASTM A123 or ISO 1461), Minimum Thickness 2 mm, Width 400 mm, 50 mm Height, with 2 Inside Return Bends at the Edge Complete with Cover Plate made from the same material of ladder with minimum thickness 1.5 mm & Fixings Clip, Suitable for Item No. 2.
2511 | TRAY/LADDER | 41 | EXBEK | Earth Continuity | 200mm | 110 | 110 | 0 | 110 | 0 | Earth Continuity Connector, L=200 mm Complete with Bolts and Nuts.
2512 | TRAY/LADDER | 41 | EXBJCB5 | End Plate | 200*50 | 2 | 2 | 0 | 2 | 0 | End Plate, Punched, Hot Dip Galvanized (Galvanized After Punching & Bending, With Average Thickness 75 Micron as per ASTM A123 or ISO 1461), Minimum Thickness 1.5 mm, Width 200 mm, 50 mm Height, Complete with Fixings Clip, Suitable for Item No. 1.
2513 | TRAY/LADDER | 41 | EXBJCD5 | End Plate | 400*50 | 2 | 2 | 0 | 2 | 0 | End Plate, Punched, Hot Dip Galvanized (Galvanized After Punching & Bending, With Average Thickness 75 Micron as per ASTM A123 or ISO 1461), Minimum Thickness 1.5 mm, Width 400 mm, 50 mm Height, Complete with Fixings Clip, Suitable for Item No. 2.
2514 | TRAY/LADDER | 41 | ETTL1CV3B510 | Horizontal Elbow | 200*50 | 3 | 3 | 0 | 3 | 0 | Horizental Elbow 90o(L-type), Punched, Hot Dip Galvanized (Galvanized After Punching & Bending, With Average Thickness 75 Micron as per ASTM A123 or ISO 1461), Minimum Thickness 2 mm, Width 200 mm, 50 mm Height, Junction Radius 600mm, with 2 Inside Return Bends at the Edge Complete with Cover Plate made from the same material of ladder with minimum thickness 1.5 mm & Fixings Clip, Suitable for Item No. 1.
2515 | TRAY/LADDER | 41 | ETTL1CV3D510 | Horizontal Elbow | 400*50 | 3 | 3 | 0 | 3 | 0 | Horizental Elbow 90o(L-type), Punched, Hot Dip Galvanized (Galvanized After Punching & Bending, With Average Thickness 75 Micron as per ASTM A123 or ISO 1461), Minimum Thickness 2 mm, Width 400 mm, 50 mm Height, Junction Radius 600mm, with 2 Inside Return Bends at the Edge Complete with Cover Plate made from the same material of ladder with minimum thickness 1.5 mm & Fixings Clip, Suitable for Item No. 2.
2516 | TRAY/LADDER | 41 | ETTL1CT1N510 | Horizontal Reducer | 400 to 200 | 2 | 2 | 0 | 2 | 0 | Horizental Reducer(400 to 200)(Straight), Punched, Hot Dip Galvanized (Galvanized After Punching & Bending , With Average Thickness 75 Micron as per ASTM A123 or ISO 1461), Minimum Thickness 2 mm, Length 600 mm, 50 mm Height, with 2 Inside Return Bends at the Edge Complete with Cover Plate made from the same material of ladder with minimum thickness 1.5 mm & Fixings Clip.
2517 | TRAY/LADDER | 41 | ETTL1CW5D510 | Horizontal tee | 400*50 | 2 | 2 | 0 | 2 | 0 | Horizental TEE (Equal) Connection, Punched, Hot Dip Galvanized (Galvanized After Punching & Bending, With Average Thickness 75 Micron as per ASTM A123 or ISO 1461), Minimum Thickness 2 mm, Width 400 mm, 50 mm Height, Junction Radius 600mm, with 2 Inside Return Bends at the Edge Complete with Cover Plate made from the same material of ladder with minimum thickness 1.5 mm & Fixings Clip, Suitable for Item No. 2.
2518 | TRAY/LADDER | 41 | ETTL1CA1B513 | LADDER | 200*50 | 28 | 28 | 0 | 28 | 0 | Cable Ladder, Straight Form, Hot Dip Galvanized (Galvanized After Punching & Bending , With Average Thickness 75 Micron as per ASTM A123 or ISO 1461), Minimum Thickness 2 mm, Average Value of Load Calculation as manufacture's standard, Length 3 m, Width 200 mm, 50 mm Height, 200 mm Rung Spacing, Metal Sheet Thickness of Rung 2 mm (C-Profile), with 2 Inside Return Bends at the Edge of Cable Ladder Complete with Cover Plate made from the same material of ladder with minimum thickness 1.5 mm & Fixings Clip.
2519 | TRAY/LADDER | 41 | ETTL1CA1D513 | LADDER | 400*50 | 46 | 46 | 17 | 29 | 0 | Cable Ladder, Straight Form, Hot Dip Galvanized (Galvanized After Punching & Bending , With Average Thickness 75 Micron as per ASTM A123 or ISO 1461), Minimum Thickness 2 mm, Average Value of Load Calculation as manufacture's standard, Length 3 m, Width 400 mm, 50 mm Height, 200 mm Rung Spacing, Metal Sheet Thickness of Rung 2 mm (C-Profile), with 2 Inside Return Bends at the Edge of Cable Ladder Complete with Cover Plate made from the same material of ladder with minimum thickness 1.5 mm & Fixings Clip.
2520 | TRAY/LADDER | 41 | EXBDCB5 | Straight Jointing Plate | 35mm | 200 | 200 | 34 | 166 | 0 | Straight Jointing Plate, Height 50mm, Complete with 8 Nos. Hot Dip Golvanized Bolt, Nut M8 (Round Head), One Spring Washer & Two Flat Washer as per 1 Bolt & Nut, Suitable for Item No. 1&2.
2521 | TRAY/LADDER | 42 | ETTL1CF1C210 | Adjustable Inside Riser | 300*100 | 10 | 10 | 10 | 0 | 0 | Adjustable Vertical Inside Riser, Punched, Hot Dip Galvanized (Galvanized After Punching & Bending , With Average Thickness 75 Micron as per ASTM A123 or ISO 1461), Minimum Thickness 2 mm, Width 300 mm, 100 mm Height, with 2 Inside Return Bends at the Edge Complete with Cover Plate made from the same material of ladder with minimum thickness 1.5 mm & Fixings Clip, Suitable for Item No. 02.
2522 | TRAY/LADDER | 42 | ETTL1CG3C210 | Adjustable Outside Riser | 300*100 | 2 | 2 | 2 | 0 | 0 | Adjustable Vertical Ouside Riser 45°, Punched, Hot Dip Galvanized (Galvanized After Punching & Bending, With Average Thickness 75 Micron as per ASTM A123 or ISO 1461), Minimum Thickness 2 mm, Width 300 mm, 100 mm Height, with 2 Inside Return Bends at the Edge Complete with Cover Plate made from the same material of ladder with minimum thickness 1.5 mm & Fixings Clip, Suitable for Item No. 02.
2523 | TRAY/LADDER | 42 | EXBEK | Earth Continuity | 200mm | 90 | 90 | 90 | 0 | 0 | Earth Continuity Connector, L=200 mm Complete with Bolts and Nuts.
2524 | TRAY/LADDER | 42 | EXBJCC2 | End Plate | 300*100 | 5 | 5 | 5 | 0 | 0 | End Plate, Punched, Hot Dip Galvanized (Galvanized After Punching & Bending, With Average Thickness 75 Micron as per ASTM A123 or ISO 1461), Minimum Thickness 1.5 mm, Width 300 mm, 100 mm Height, Complete with Fixings Clip, Suitable for Item No. 02.
2525 | TRAY/LADDER | 42 | ETTL1CV3C210 | Horizontal Elbow | 300*100 | 2 | 2 | 2 | 0 | 0 | Horizental Elbow 90o(L-type or D-type), Punched, Hot Dip Galvanized (Galvanized After Punching & Bending, With Average Thickness 75 Micron as per ASTM A123 or ISO 1461), Minimum Thickness 2 mm, Width 300 mm, 100 mm Height, Junction Radius 300mm, with 2 Inside Return Bends at the Edge Complete with Cover Plate made from the same material of ladder with minimum thickness 1.5 mm & Fixings Clip, Suitable for Item No. 02.
2526 | TRAY/LADDER | 42 | ETTL1CA1C213 | LADDER | 300*100 | 65 | 65 | 65 | 0 | 0 | Cable Ladder, Straight Form, Hot Dip Galvanized (Galvanized After Punching & Bending , With Average Thickness 75 Micron as per ASTM A123 or ISO 1461), Minimum Thickness 2 mm, Average Value of Load Calculation as manufacture's standard, Length 3 m, Width 300 mm, 100 mm Height, 200 mm Rung Spacing, Metal Sheet Thickness of Rung 2 mm (C-Profile), with 2 Inside Return Bends at the Edge of Cable Ladder Complete with Cover Plate made from the same material of ladder with minimum thickness 1.5 mm & Fixings Clip.
2527 | TRAY/LADDER | 42 | EXBDCB2 | Straight Jointing Plate | 85mm | 170 | 170 | 110 | 60 | 0 | Straight Jointing Plate, Height 100mm, Complete with 8 Nos. Hot Dip Golvanized Bolt, Nut M8 (Round Head), One Spring Washer & Two Flat Washer as per 1 Bolt & Nut, Suitable for Item No. 02.
2528 | TRAY/LADDER | 43 | ETTL1CG1B510 | Adjustable Outside Riser | 200*50 | 2 | 2 | 2 | 0 | 0 | Adjustable Vertical Outside Riser, Punched, Hot Dip Galvanized (Galvanized After Punching & Bending , With Average Thickness 75 Micron as per ASTM A123 or ISO 1461), Minimum Thickness 2 mm, Width 200 mm, 50 mm Height, with 2 Inside Return Bends at the Edge Complete with Cover Plate made from the same material of ladder with minimum thickness 1.5 mm & Fixings Clip, Suitable for Item No. 1.
2529 | TRAY/LADDER | 43 | EXBEK | Earth Continuity | 200mm | 18 | 18 | 18 | 0 | 0 | Earth Continuity Connector, L=200 mm Complete with Bolts and Nuts.
2530 | TRAY/LADDER | 43 | EXBJCB5 | End Plate | 200*50 | 2 | 2 | 2 | 0 | 0 | End Plate, Punched, Hot Dip Galvanized (Galvanized After Punching & Bending, With Average Thickness 75 Micron as per ASTM A123 or ISO 1461), Minimum Thickness 1.5 mm, Width 200 mm, 50 mm Height, Complete with Fixings Clip, Suitable for Item No. 1.
2531 | TRAY/LADDER | 43 | ETTL1CV3B510 | Horizontal Elbow | 200*50 | 2 | 2 | 1 | 1 | 0 | Horizental Elbow 90o(L-type), Punched, Hot Dip Galvanized (Galvanized After Punching & Bending, With Average Thickness 75 Micron as per ASTM A123 or ISO 1461), Minimum Thickness 2 mm, Width 200 mm, 50 mm Height, Junction Radius 600mm, with 2 Inside Return Bends at the Edge Complete with Cover Plate made from the same material of ladder with minimum thickness 1.5 mm & Fixings Clip, Suitable for Item No. 1.
2532 | TRAY/LADDER | 43 | ETTL1CA1B513 | LADDER | 200*50 | 12 | 12 | 12 | 0 | 0 | Cable Ladder, Straight Form, Hot Dip Galvanized (Galvanized After Punching & Bending , With Average Thickness 75 Micron as per ASTM A123 or ISO 1461), Minimum Thickness 2 mm, Average Value of Load Calculation as manufacture's standard, Length 3 m, Width 200 mm, 50 mm Height, 200 mm Rung Spacing, Metal Sheet Thickness of Rung 2 mm (C-Profile), with 2 Inside Return Bends at the Edge of Cable Ladder Complete with Cover Plate made from the same material of ladder with minimum thickness 1.5 mm & Fixings Clip.
2533 | TRAY/LADDER | 43 | EXBDCB5 | Straight Jointing Plate | 35mm | 27 | 27 | 27 | 0 | 0 | Straight Jointing Plate, Height 50mm, Complete with 8 Nos. Hot Dip Golvanized Bolt, Nut M8 (Round Head), One Spring Washer & Two Flat Washer as per 1 Bolt & Nut, Suitable for Item No. 1 .
2534 | TRAY/LADDER | 44 | ETTL1CG1D510 | Adjustable Outside Riser | 400*50 | 2 | 2 | 2 | 0 | 0 | Adjustable Vertical Outside Riser, Punched, Hot Dip Galvanized (Galvanized After Punching & Bending , With Average Thickness 75 Micron as per ASTM A123 or ISO 1461), Minimum Thickness 2 mm, Width 400 mm, 50 mm Height, with 2 Inside Return Bends at the Edge Complete with Cover Plate made from the same material of ladder with minimum thickness 1.5 mm & Fixings Clip, Suitable for Item No. 2.
2535 | TRAY/LADDER | 44 | EXBEK | Earth Continuity | 200mm | 58 | 58 | 58 | 0 | 0 | Earth Continuity Connector, L=200 mm Complete with Bolts and Nuts.
2536 | TRAY/LADDER | 44 | EXBJCD5 | End Plate | 400*50 | 2 | 2 | 2 | 0 | 0 | End Plate, Punched, Hot Dip Galvanized (Galvanized After Punching & Bending, With Average Thickness 75 Micron as per ASTM A123 or ISO 1461), Minimum Thickness 1.5 mm, Width 400 mm, 50 mm Height, Complete with Fixings Clip, Suitable for Item No. 2.
2537 | TRAY/LADDER | 44 | EXBJCB5 | End Plate | 200*50 | 2 | 2 | 1 | 1 | 0 | End Plate, Punched, Hot Dip Galvanized (Galvanized After Punching & Bending, With Average Thickness 75 Micron as per ASTM A123 or ISO 1461), Minimum Thickness 1.5 mm, Width 200 mm, 50 mm Height, Complete with Fixings Clip, Suitable for Item No. 1.
2538 | TRAY/LADDER | 44 | ETTL1CA1B513 | LADDER | 200*50 | 20 | 20 | 20 | 0 | 0 | Cable Ladder, Straight Form, Hot Dip Galvanized (Galvanized After Punching & Bending , With Average Thickness 75 Micron as per ASTM A123 or ISO 1461), Minimum Thickness 2 mm, Average Value of Load Calculation as manufacture's standard, Length 3 m, Width 200 mm, 50 mm Height, 200 mm Rung Spacing, Metal Sheet Thickness of Rung 2 mm (C-Profile), with 2 Inside Return Bends at the Edge of Cable Ladder Complete with Cover Plate made from the same material of ladder with minimum thickness 1.5 mm & Fixings Clip.
2539 | TRAY/LADDER | 44 | ETTL1CA1D513 | LADDER | 400*50 | 23 | 23 | 19 | 4 | 0 | Cable Ladder, Straight Form, Hot Dip Galvanized (Galvanized After Punching & Bending , With Average Thickness 75 Micron as per ASTM A123 or ISO 1461), Minimum Thickness 2 mm, Average Value of Load Calculation as manufacture's standard, Length 3 m, Width 400 mm, 50 mm Height, 200 mm Rung Spacing, Metal Sheet Thickness of Rung 2 mm (C-Profile), with 2 Inside Return Bends at the Edge of Cable Ladder Complete with Cover Plate made from the same material of ladder with minimum thickness 1.5 mm & Fixings Clip.
2540 | TRAY/LADDER | 44 | EXBDCB5 | Straight Jointing Plate | 35mm | 91 | 91 | 76 | 15 | 0 | Straight Jointing Plate, Height 50mm, Complete with 8 Nos. Hot Dip Golvanized Bolt, Nut M8 (Round Head), One Spring Washer & Two Flat Washer as per 1 Bolt & Nut, Suitable for Item No. 1&2 .
2541 | TRAY/LADDER | 51 | ETTL1CF1C210 | Adjustable Inside Riser | 300*100 | 11 | 11 | 0 | 11 | 0 | Adjustable Vertical Inside Riser, Punched, Hot Dip Galvanized (Galvanized After Punching & Bending , With Average Thickness 75 Micron as per ASTM A123 or ISO 1461), Minimum Thickness 2 mm, Width 300mm, 100 mm Height, with 2 Inside Return Bends at the Edge Complete with Cover Plate made from the same material of ladder with minimum thickness 1.5 mm & Fixings Clip, Suitable for Item No. 1.
2542 | TRAY/LADDER | 51 | ETTL1CF3C210 | Adjustable Inside Riser | 300*100 | 6 | 6 | 0 | 6 | 0 | Adjustable Vertical Inside Riser 45º, Punched, Hot Dip Galvanized (Galvanized After Punching & Bending, With Average Thickness 75 Micron as per ASTM A123 or ISO 1461), Minimum Thickness 2 mm, Width 300 mm, 100 mm Height, with 2 Inside Return Bends at the Edge Complete with Cover Plate made from the same material of ladder with minimum thickness 1.5 mm & Fixings Clip, Suitable for Item No. 1.
2543 | TRAY/LADDER | 51 | ETTL1CF1D210 | Adjustable Inside Riser | 400*100 | 5 | 5 | 0 | 5 | 0 | Adjustable Vertical Inside Riser, Punched, Hot Dip Galvanized (Galvanized After Punching & Bending , With Average Thickness 75 Micron as per ASTM A123 or ISO 1461), Minimum Thickness 2 mm, Width 400 mm, 100 mm Height, with 2 Inside Return Bends at the Edge Complete with Cover Plate made from the same material of ladder with minimum thickness 1.5 mm & Fixings Clip, Suitable for Item No. 9.
2544 | TRAY/LADDER | 51 | ETTL1CF1B210 | Adjustable Inside Riser | 200*100 | 6 | 6 | 2 | 4 | 0 | Adjustable Vertical Inside Riser, Punched, Hot Dip Galvanized (Galvanized After Punching & Bending , With Average Thickness 75 Micron as per ASTM A123 or ISO 1461), Minimum Thickness 2 mm, Width 200 mm, 100 mm Height, with 2 Inside Return Bends at the Edge Complete with Cover Plate made from the same material of ladder with minimum thickness 1.5 mm & Fixings Clip, Suitable for Item No. 14.
2545 | TRAY/LADDER | 51 | ETTL1CF1F210 | Adjustable Inside Riser | 600*100 | 22 | 22 | 1 | 21 | 0 | Adjustable Vertical Inside Riser, Punched, Hot Dip Galvanized (Galvanized After Punching & Bending , With Average Thickness 75 Micron as per ASTM A123 or ISO 1461), Minimum Thickness 2 mm, Width 600 mm, 100 mm Height, with 2 Inside Return Bends at the Edge Complete with Cover Plate made from the same material of ladder with minimum thickness 1.5 mm & Fixings Clip, Suitable for Item No. 18.
2546 | TRAY/LADDER | 51 | ETTL1CF3F210 | Adjustable Inside Riser | 600*100 | 5 | 5 | 0 | 5 | 0 | Adjustable Vertical Inside Riser 45o, Punched, Hot Dip Galvanized (Galvanized After Punching & Bending, With Average Thickness 75 Micron as per ASTM A123 or ISO 1461), Minimum Thickness 2 mm, Width 600 mm, 100 mm Height, with 2 Inside Return Bends at the Edge Complete with Cover Plate made from the same material of ladder with minimum thickness 1.5 mm & Fixings Clip, Suitable for Item No. 18.
2547 | TRAY/LADDER | 51 | ETTL1CG1C210 | Adjustable Outside Riser | 300*100 | 15 | 15 | 0 | 15 | 0 | Adjustable Vertical Outside Riser, Punched, Hot Dip Galvanized (Galvanized After Punching & Bending , With Average Thickness 75 Micron as per ASTM A123 or ISO 1461), Minimum Thickness 2 mm, Width 300mm, 100 mm Height, with 2 Inside Return Bends at the Edge Complete with Cover Plate made from the same material of ladder with minimum thickness 1.5 mm & Fixings Clip, Suitable for Item No. 1.
2548 | TRAY/LADDER | 51 | ETTL1CG3C210 | Adjustable Outside Riser | 300*100 | 6 | 6 | 0 | 6 | 0 | Adjustable Vertical Ouside Riser 45º, Punched, Hot Dip Galvanized (Galvanized After Punching & Bending, With Average Thickness 75 Micron as per ASTM A123 or ISO 1461), Minimum Thickness 2 mm, Width 300 mm, 100 mm Height, with 2 Inside Return Bends at the Edge Complete with Cover Plate made from the same material of ladder with minimum thickness 1.5 mm & Fixings Clip, Suitable for Item No. 1.
2549 | TRAY/LADDER | 51 | ETTL1CG1D210 | Adjustable Outside Riser | 400*100 | 6 | 6 | 1 | 5 | 0 | Adjustable Vertical Outside Riser, Punched, Hot Dip Galvanized (Galvanized After Punching & Bending , With Average Thickness 75 Micron as per ASTM A123 or ISO 1461), Minimum Thickness 2 mm, Width 400 mm, 100 mm Height, with 2 Inside Return Bends at the Edge Complete with Cover Plate made from the same material of ladder with minimum thickness 1.5 mm & Fixings Clip, Suitable for Item No. 9.
2550 | TRAY/LADDER | 51 | ETTL1CG1B210 | Adjustable Outside Riser | 200*100 | 6 | 6 | 2 | 4 | 0 | Adjustable Vertical Outside Riser, Punched, Hot Dip Galvanized (Galvanized After Punching & Bending , With Average Thickness 75 Micron as per ASTM A123 or ISO 1461), Minimum Thickness 2 mm, Width 200 mm, 100 mm Height, with 2 Inside Return Bends at the Edge Complete with Cover Plate made from the same material of ladder with minimum thickness 1.5 mm & Fixings Clip, Suitable for Item No. 14.
2551 | TRAY/LADDER | 51 | ETTL1CG1F210 | Adjustable Outside Riser | 600*100 | 27 | 27 | 4 | 23 | 0 | Adjustable Vertical Outside Riser, Punched, Hot Dip Galvanized (Galvanized After Punching & Bending , With Average Thickness 75 Micron as per ASTM A123 or ISO 1461), Minimum Thickness 2 mm, Width 600 mm, 100 mm Height, with 2 Inside Return Bends at the Edge Complete with Cover Plate made from the same material of ladder with minimum thickness 1.5 mm & Fixings Clip, Suitable for Item No. 18.
2552 | TRAY/LADDER | 51 | ETTL1CG3F210 | Adjustable Outside Riser | 600*100 | 5 | 5 | 0 | 5 | 0 | Adjustable Vertical Ouside Riser 45o, Punched, Hot Dip Galvanized (Galvanized After Punching & Bending, With Average Thickness 75 Micron as per ASTM A123 or ISO 1461), Minimum Thickness 2 mm, Width 600 mm, 100 mm Height, with 2 Inside Return Bends at the Edge Complete with Cover Plate made from the same material of ladder with minimum thickness 1.5 mm & Fixings Clip, Suitable for Item No. 18.
2553 | TRAY/LADDER | 51 | ETTL1CG1W210 | Adjustable Outside Riser | 750*100 | 8 | 8 | 0 | 8 | 0 | Adjustable Vertical Outside Riser, Punched, Hot Dip Galvanized (Galvanized After Punching & Bending , With Average Thickness 75 Micron as per ASTM A123 or ISO 1461), Minimum Thickness 2 mm, Width 750 mm, 100 mm Height, with 2 Inside Return Bends at the Edge Complete with Cover Plate made from the same material of ladder with minimum thickness 1.5 mm & Fixings Clip, Suitable for Item No. 24.
2554 | TRAY/LADDER | 51 | ETTF1CG1C210 | Adjustable Outside Riser | 300*100 | 6 | 6 | 0 | 6 | 0 | Adjustable Vertical Outside Riser, Punched, Hot Dip Galvanized (Galvanized After Punching & Bending , With Average Thickness 75 Micron as per ASTM A123 or ISO 1461), Minimum Thickness 2 mm, Width 300 mm, 100 mm Height, with 2 Inside Return Bends at the Edge Complete with Cover Plate made from the same material of ladder with minimum thickness 1.5 mm & Fixings Clip, Suitable for Item No. 32. |  | for DE-5101
2555 | TRAY/LADDER | 51 | EXBEK | Earth Continuity | 200mm | 760 | 760 | 482 | 278 | 0 | Earth Continuity Connector, L=200 mm Complete with Bolts and Nuts. |  | 60 pcs for DE-5101
2556 | TRAY/LADDER | 51 | EXBJCF2 | End Plate | 600*100 | 15 | 15 | 0 | 15 | 0 | End Plate, Punched, Hot Dip Galvanized (Galvanized After Punching & Bending, With Average Thickness 75 Micron as per ASTM A123 or ISO 1461), Minimum Thickness 1.5 mm, Width 600 mm, 100 mm Height, Complete with Fixings Clip, Suitable for Item No. 18.
2557 | TRAY/LADDER | 51 | EXBJCB2 | End Plate | 200*100 | 4 | 4 | 0 | 4 | 0 | End Plate, Punched, Hot Dip Galvanized (Galvanized After Punching & Bending, With Average Thickness 75 Micron as per ASTM A123 or ISO 1461), Minimum Thickness 1.5 mm, Width 200mm, 100 mm Height, Complete with Fixings Clip, Suitable for Item No. 14.
2558 | TRAY/LADDER | 51 | EXBJCC2 | End Plate | 300*100 | 25 | 25 | 0 | 25 | 0 | End Plate, Punched, Hot Dip Galvanized (Galvanized After Punching & Bending, With Average Thickness 75 Micron as per ASTM A123 or ISO 1461), Minimum Thickness 1.5 mm, Width 300 mm, 100 mm Height, Complete with Fixings Clip, Suitable for Item No. 1. |  | 14 pcs for DE-5101
2559 | TRAY/LADDER | 51 | ETTL1CV3C210 | Horizontal Elbow | 300*100 | 7 | 14 | 0 | 14 | 0 | Horizental Elbow 90o(L-type ), Punched, Hot Dip Galvanized (Galvanized After Punching & Bending, With Average Thickness 75 Micron as per ASTM A123 or ISO 1461), Minimum Thickness 2 mm, Width 300 mm, 100 mm Height, Junction Radius 600mm, with 2 Inside Return Bends at the Edge Complete with Cover Plate made from the same material of ladder with minimum thickness 1.5 mm & Fixings Clip, Suitable for Item No. 1.
2560 | TRAY/LADDER | 51 | ETTL1CV9C210 | Horizontal Elbow | 300*100 | 12 | 12 | 0 | 12 | 0 | Horizental Elbow 45º, Punched, Hot Dip Galvanized (Galvanized After Punching & Bending with Hot Dip Galvanized, With Average Thickness 75 Micron as per ASTM A123 or ISO 1461), Minimum Thickness 2 mm, Width 300 mm, 100 mm Height, with 2 Inside Return Bends at the Edge Complete with Cover Plate made from the same material of ladder with minimum thickness 1.5 mm & Fixings Clip, Suitable for Item No. 1.
2561 | TRAY/LADDER | 51 | ETTL1CV3B210 | Horizontal Elbow | 200*100 | 9 | 18 | 2 | 16 | 0 | Horizental Elbow 90o(L-type ), Punched, Hot Dip Galvanized (Galvanized After Punching & Bending, With Average Thickness 75 Micron as per ASTM A123 or ISO 1461), Minimum Thickness 2 mm, Width 200 mm, 100 mm Height, Junction Radius 600mm, with 2 Inside Return Bends at the Edge Complete with Cover Plate made from the same material of ladder with minimum thickness 1.5 mm & Fixings Clip, Suitable for Item No. 14.
2562 | TRAY/LADDER | 51 | ETTL1CV3F210 | Horizontal Elbow | 600*100 | 27 | 27 | 5 | 22 | 0 | Horizental Elbow 90o(L-type), Punched, Hot Dip Galvanized (Galvanized After Punching & Bending, With Average Thickness 75 Micron as per ASTM A123 or ISO 1461), Minimum Thickness 2 mm, Width 600 mm, 100 mm Height, Junction Radius 600mm, with 2 Inside Return Bends at the Edge Complete with Cover Plate made from the same material of ladder with minimum thickness 1.5 mm & Fixings Clip, Suitable for Item No. 18.
2563 | TRAY/LADDER | 51 | ETTL1CV3W210 | Horizontal Elbow | 750*100 | 8 | 8 | 0 | 8 | 0 | Horizental Elbow 90o(L-type), Punched, Hot Dip Galvanized (Galvanized After Punching & Bending, With Average Thickness 75 Micron as per ASTM A123 or ISO 1461), Minimum Thickness 2 mm, Width 750 mm, 100 mm Height, Junction Radius 600mm, with 2 Inside Return Bends at the Edge Complete with Cover Plate made from the same material of ladder with minimum thickness 1.5 mm & Fixings Clip, Suitable for Item No. 24.
2564 | TRAY/LADDER | 51 | ETTF1CV3C210 | Horizontal Elbow | 300*100 | 8 | 8 | 0 | 8 | 0 | Horizental Elbow 90o(L-type), Punched, Hot Dip Galvanized (Galvanized After Punching & Bending, With Average Thickness 75 Micron as per ASTM A123 or ISO 1461), Minimum Thickness 2 mm, Width 300 mm, 100 mm Height, Junction Radius 600mm, with 2 Inside Return Bends at the Edge Complete with Cover Plate made from the same material of tray with minimum thickness 1.5 mm & Fixings Clip, Suitable for Item No. 32. |  | for DE-5101
2565 | TRAY/LADDER | 51 | ETTL1CT1N210 | Horizontal Reducer | 400 to 200 | 6 | 6 | 1 | 5 | 0 | Horizental Reducer(400 to 200)(Straight), Punched, Hot Dip Galvanized (Galvanized After Punching & Bending , With Average Thickness 75 Micron as per ASTM A123 or ISO 1461), Minimum Thickness 2 mm, Length 1500 mm, 100 mm Height, with 2 Inside Return Bends at the Edge Complete with Cover Plate made from the same material of ladder with minimum thickness 1.5 mm & Fixings Clip, Suitable for Item No. 9.
2566 | TRAY/LADDER | 51 | ETTL1CT1U210 | Horizontal Reducer | 600 to 300 | 2 | 2 | 2 | 0 | 0 | Horizental Reducer(600 to 300)(Straight), Punched, Hot Dip Galvanized (Galvanized After Punching & Bending , With Average Thickness 75 Micron as per ASTM A123 or ISO 1461), Minimum Thickness 2 mm, Length 1500 mm, 100 mm Height, with 2 Inside Return Bends at the Edge Complete with Cover Plate made from the same material of ladder with minimum thickness 1.5 mm & Fixings Clip, Suitable for Item No. --.
2567 | TRAY/LADDER | 51 | ETTL1CW5C210 | Horizontal tee | 300*100 | 9 | 9 | 0 | 9 | 0 | Horizental TEE (Equal) Connection, Punched, Hot Dip Galvanized (Galvanized After Punching & Bending, With Average Thickness 75 Micron as per ASTM A123 or ISO 1461), Minimum Thickness 2 mm, Width 300mm, 100 mm Height, Junction Raduis 600mm, with 2 Inside Return Bends at the Edge Complete with Cover Plate made from the same material of ladder with minimum thickness 1.5 mm & Fixings Clip, Suitable for Item No. 1.
2568 | TRAY/LADDER | 51 | ETTL1CW5D210 | Horizontal tee | 400*100 | 5 | 5 | 0 | 5 | 0 | Horizental TEE (Equal) Connection, Punched, Hot Dip Galvanized (Galvanized After Punching & Bending, With Average Thickness 75 Micron as per ASTM A123 or ISO 1461), Minimum Thickness 2 mm, Width 400 mm, 100 mm Height, Junction Radius 600mm, with 2 Inside Return Bends at the Edge Complete with Cover Plate made from the same material of ladder with minimum thickness 1.5 mm & Fixings Clip, Suitable for Item No. 9.
2569 | TRAY/LADDER | 51 | ETTF1CW5C210 | Horizontal tee | 300*100 | 8 | 8 | 0 | 8 | 0 | Horizental TEE (Equal) Connection, Punched, Hot Dip Galvanized (Galvanized After Punching & Bending, With Average Thickness 75 Micron as per ASTM A123 or ISO 1461), Minimum Thickness 2 mm, Width 300mm, 100 mm Height, Junction Raduis 600mm, with 2 Inside Return Bends at the Edge Complete with Cover Plate made from the same material of ladder with minimum thickness 1.5 mm & Fixings Clip, Suitable for Item No. 1. |  | for DE-5101
2570 | TRAY/LADDER | 51 | ETTL1CA1C213 | LADDER | 300*100 | 228 | 228 | 228 | 0 | 0 | Cable Ladder, Straight Form, Hot Dip Galvanized (Galvanized After Punching & Bending , With Average Thickness 75 Micron as per ASTM A123 or ISO 1461), Minimum Thickness 2 mm, Average Value of Load Calculation as manufacture's standard, Length 3 m, Width 300 mm,100mm Height, 200 mm Rung Spacing, Metal Sheet Thickness of Rung 2 mm (C-Profile), with 2 Inside Return Bends at the Edge of Cable Ladder Complete with Cover Plate made from the same material of ladder with minimum thickness 1.5 mm & Fixings Clip.
2571 | TRAY/LADDER | 51 | ETTL1CA1D213 | LADDER | 400*100 | 10 | 10 | 10 | 0 | 0 | Cable Ladder, Straight Form, Hot Dip Galvanized (Galvanized After Punching & Bending , With Average Thickness 75 Micron as per ASTM A123 or ISO 1461), Minimum Thickness 2 mm, Average Value of Load Calculation as manufacture's standard, Length 3 m, Width 400 mm, 100 mm Height, 200 mm Rung Spacing, Metal Sheet Thickness of Rung 2 mm (C-Profile), with 2 Inside Return Bends at the Edge of Cable Ladder Complete with Cover Plate made from the same material of ladder with minimum thickness 1.5 mm & Fixings Clip. |  | FOR E-5140
2572 | TRAY/LADDER | 51 | ETTL1CA1B213 | LADDER | 200*100 | 128 | 28 | 28 | 0 | 100 | Cable Ladder, Straight Form, Hot Dip Galvanized (Galvanized After Punching & Bending , With Average Thickness 75 Micron as per ASTM A123 or ISO 1461), Minimum Thickness 2 mm, Average Value of Load Calculation as manufacture's standard, Length 3 m, Width 200 mm, 100 mm Height, 200 mm Rung Spacing, Metal Sheet Thickness of Rung 2 mm (C-Profile), with 2 Inside Return Bends at the Edge of Cable Ladder Complete with Cover Plate made from the same material of ladder with minimum thickness 1.5 mm & Fixings Clip. |  | مطابق Shortage اضاف شده است
2573 | TRAY/LADDER | 51 | ETTL1CA1F213 | LADDER | 600*100 | 171 | 171 | 171 | 0 | 0 | Cable Ladder, Straight Form, Hot Dip Galvanized (Galvanized After Punching & Bending , With Average Thickness 75 Micron as per ASTM A123 or ISO 1461), Minimum Thickness 2 mm, Average Value of Load Calculation as manufacture's standard, Length 3 m, Width 600 mm, 100 mm Height, 200 mm Rung Spacing, Metal Sheet Thickness of Rung 2 mm (C-Profile), with 2 Inside Return Bends at the Edge of Cable Ladder Complete with Cover Plate made from the same material of ladder with minimum thickness 1.5 mm & Fixings Clip.
2574 | TRAY/LADDER | 51 | ETTL1CA1W213 | LADDER | 700*100 | 51 | 51 | 0 | 51 | 0 | Cable Ladder, Straight Form, Hot Dip Galvanized (Galvanized After Punching & Bending , With Average Thickness 75 Micron as per ASTM A123 or ISO 1461), Minimum Thickness 2 mm, Average Value of Load Calculation as manufacture's standard, Length 3 m, Width 750 mm, 100 mm Height, 200 mm Rung Spacing, Metal Sheet Thickness of Rung 2 mm (C-Profile), with 2 Inside Return Bends at the Edge of Cable Ladder Complete with Cover Plate made from the same material of ladder with minimum thickness 1.5 mm & Fixings Clip.
2575 | TRAY/LADDER | 51 | EXBDCB2 | Straight Jointing Plate | 85mm | 1312 | 1312 | 1312 | 0 | 0 | Straight Jointing Plate, Height 100mm, Complete with 8 Nos. Hot Dip Golvanized Bolt, Nut M8 (Round Head), One Spring Washer & Two Flat Washer as per 1 Bolt & Nut, Suitable for Item No. 1,9,14 , 18 & 24 .
2576 | TRAY/LADDER | 51 | EXBDCB2 | Straight Jointing Plate | 85mm | 110 | 1312 | 1312 | 0 | 0 | Straight Jointing Plate, Height 100mm, Complete with 8 Nos. Hot Dip Golvanized Bolt, Nut M8 (Round Head), One Spring Washer & Two Flat Washer as per 1 Bolt & Nut, Suitable for Item No. 32 . |  | for DE-5101
2577 | TRAY/LADDER | 51 | ETTF1CA1C213 | Tray | 300*100 | 31 | 31 | 0 | 31 | 0 | Cable Tray, Straight Form, Hot Dip Galvanized (Galvanized After Punching & Bending, With Average Thickness 75 Micron as per ASTM A123 or ISO 1461), Minimum Thickness 2 mm, Average Value of Load Calculation as manufacture's standard, Length 3 m, Width 300 mm, 100 mm Height, with 2 Inside Return Bends at the Edge of Cable Tray Complete with Cover Plate made from the same material of ladder with minimum thickness 1.5 mm & Fixings Clip. |  | for DE-5101
2578 | TRAY/LADDER | 55 | ETTL1CF1C213 | Adjustable Inside Riser | 300*100 | 8 | 8 | 0 | 8 | 0 | Adjustable Vertical Inside Riser, Punched, Hot Dip Galvanized (Galvanized After Punching & Bending , With Average Thickness 75 Micron as per ASTM A123 or ISO 1461), Minimum Thickness 2 mm, Width 300mm, 100 mm Height, with 2 Inside Return Bends at the Edge Complete with Cover Plate made from the same material of ladder with minimum thickness 1.5 mm & Fixings Clip, Suitable for Item No. 1.
2579 | TRAY/LADDER | 55 | ETTL1CG1C210 | Adjustable Outside Riser | 300*100 | 10 | 10 | 0 | 10 | 0 | Adjustable Vertical Outside Riser, Punched, Hot Dip Galvanized (Galvanized After Punching & Bending , With Average Thickness 75 Micron as per ASTM A123 or ISO 1461), Minimum Thickness 2 mm, Width 300 mm, 100 mm Height, with 2 Inside Return Bends at the Edge Complete with Cover Plate made from the same material of ladder with minimum thickness 1.5 mm & Fixings Clip, Suitable for Item No. 1.
2580 | TRAY/LADDER | 55 | EXBEK | Earth Continuity | 200mm | 81 | 81 | 30 | 51 | 0 | Earth Continuity Connector, L=200 mm Complete with Bolts and Nuts.
2581 | TRAY/LADDER | 55 | EXBJCC2 | End Plate | 300*100 | 6 | 6 | 0 | 6 | 0 | End Plate, Punched, Hot Dip Galvanized (Galvanized After Punching & Bending, With Average Thickness 75 Micron as per ASTM A123 or ISO 1461), Minimum Thickness 1.5 mm, Width 300mm, 100 mm Height, Complete with Fixings Clip, Suitable for Item No. 1.
2582 | TRAY/LADDER | 55 | ETTL1CV9C210 | Horizontal Elbow | 300*100 | 5 | 5 | 0 | 5 | 0 | Horizental Elbow 45o, Punched, Hot Dip Galvanized (Galvanized After Punching & Bending with Hot Dip Galvanized, With Average Thickness 75 Micron as per ASTM A123 or ISO 1461), Minimum Thickness 2 mm, Width 300 mm, 100 mm Height, with 2 Inside Return Bends at the Edge Complete with Cover Plate made from the same material of ladder with minimum thickness 1.5 mm & Fixings Clip, Suitable for Item No. 1.
2583 | TRAY/LADDER | 55 | ETTL1CV3C213 | Horizontal Elbow | 300*100 | 6 | 12 | 0 | 12 | 0 | Horizental Elbow 90o(L-type or D-type), Punched, Hot Dip Galvanized (Galvanized After Punching & Bending, With Average Thickness 75 Micron as per ASTM A123 or ISO 1461), Minimum Thickness 2 mm, Width 300mm, 100 mm Height, Junction Raduis 600mm, with 2 Inside Return Bends at the Edge Complete with Cover Plate made from the same material of ladder with minimum thickness 1.5 mm & Fixings Clip, Suitable for Item No. 1.
2584 | TRAY/LADDER | 55 | ETTL1CW5C210 | Horizontal tee | 300*100 | 5 | 5 | 0 | 5 | 0 | Horizental TEE (Equal) Connection, Punched, Hot Dip Galvanized (Galvanized After Punching & Bending, With Average Thickness 75 Micron as per ASTM A123 or ISO 1461), Minimum Thickness 2 mm, Width 300 mm, 100 mm Height, Junction Radius 600mm, with 2 Inside Return Bends at the Edge Complete with Cover Plate made from the same material of ladder with minimum thickness 1.5 mm & Fixings Clip, Suitable for Item No. 1.
2585 | TRAY/LADDER | 55 | ETTL1CA1C213 | LADDER | 300*100 | 55 | 55 | 30 | 25 | 0 | Cable Ladder, Straight Form, Hot Dip Galvanized (Galvanized After Punching & Bending , With Average Thickness 75 Micron as per ASTM A123 or ISO 1461), Minimum Thickness 2 mm, Average Value of Load Calculation as manufacture's standard, Length 3 m, Width 300 mm,100mm Height, 200 mm Rung Spacing, Metal Sheet Thickness of Rung 2 mm (C-Profile), with 2 Inside Return Bends at the Edge of Cable Ladder Complete with Cover Plate made from the same material of ladder with minimum thickness 1.5 mm & Fixings Clip.
2586 | TRAY/LADDER | 55 | EXBDCB2 | Straight Jointing Plate | 85mm | 160 | 160 | 121 | 39 | 0 | Straight Jointing Plate, Complete with 8 Nos. Hot Dip Golvanized Bolt, Nut M8 (Round Head), One Spring Washer & Two Flat Washer as per 1 Bolt & Nut, Suitable for Item No. 1 .
2587 | TRAY/LADDER | 61 | ETTL1CF1B210 | Adjustable Inside Riser | 200*100 | 1 | 1 | 1 | 0 | 0 | Adjustable Vertical Inside Riser, Punched, Hot Dip Galvanized (Galvanized After Punching & Bending , With Average Thickness 75 Micron as per ASTM A123 or ISO 1461), Minimum Thickness 2 mm, Width 200 mm, 100 mm Height, with 2 Inside Return Bends at the Edge Complete with Cover Plate made from the same material of ladder with minimum thickness 1.5 mm & Fixings Clip, Suitable for Item No.1.
2588 | TRAY/LADDER | 61 | ETTL1CG1B210 | Adjustable Outside Riser | 200*100 | 1 | 1 | 1 | 0 | 0 | Adjustable Vertical Outside Riser, Punched, Hot Dip Galvanized (Galvanized After Punching & Bending , With Average Thickness 75 Micron as per ASTM A123 or ISO 1461), Minimum Thickness 2 mm, Width 200 mm, 100 mm Height, with 2 Inside Return Bends at the Edge Complete with Cover Plate made from the same material of ladder with minimum thickness 1.5 mm & Fixings Clip, Suitable for Item No.1.
2589 | TRAY/LADDER | 61 | ETTL1CG1D210 | Adjustable Outside Riser | 400*100 | 1 | 1 | 1 | 0 | 0 | Adjustable Vertical Outside Riser, Punched, Hot Dip Galvanized (Galvanized After Punching & Bending , With Average Thickness 75 Micron as per ASTM A123 or ISO 1461), Minimum Thickness 2 mm, Width 400 mm, 100 mm Height, with 2 Inside Return Bends at the Edge Complete with Cover Plate made from the same material of ladder with minimum thickness 1.5 mm & Fixings Clip, Suitable for Item No.6.
2590 | TRAY/LADDER | 61 | EXBEK | Earth Continuity | 200mm | 50 | 0 | 0 | 0 | 50 | Earth Continuity Connector, L=200 mm Complete with Bolts and Nuts.
2591 | TRAY/LADDER | 61 | EXBJCB2 | End Plate | 200*100 | 3 | 3 | 2 | 1 | 0 | End Plate, Punched, Hot Dip Galvanized (Galvanized After Punching & Bending, With Average Thickness 75 Micron as per ASTM A123 or ISO 1461), Minimum Thickness 1.5 mm, Width 200mm, 100 mm Height, Complete with Fixings Clip, Suitable for Item No. 1.
2592 | TRAY/LADDER | 61 | EXBJCD2 | End Plate | 400*100 | 2 | 2 | 2 | 0 | 0 | End Plate, Punched, Hot Dip Galvanized (Galvanized After Punching & Bending, With Average Thickness 75 Micron as per ASTM A123 or ISO 1461), Minimum Thickness 1.5 mm, Width 400 mm, 100 mm Height, Complete with Fixings Clip, Suitable for Item No. 7.
2593 | TRAY/LADDER | 61 | ETTL1CV3B210 | Horizontal Elbow | 200*100 | 1 | 1 | 1 | 0 | 0 | Horizental Elbow 90o(L-type or D-type), Punched, Hot Dip Galvanized (Galvanized After Punching & Bending, With Average Thickness 75 Micron as per ASTM A123 or ISO 1461), Minimum Thickness 2 mm, Width 200 mm, 100 mm Height, Junction Radius 600mm, with 2 Inside Return Bends at the Edge Complete with Cover Plate made from the same material of ladder with minimum thickness 1.5 mm & Fixings Clip, Suitable for Item No. 1.
2594 | TRAY/LADDER | 61 | ETTL1CV3D210 | Horizontal Elbow | 400*100 | 1 | 1 | 1 | 0 | 0 | Horizental Elbow 90o(L-type or D-type), Punched, Hot Dip Galvanized (Galvanized After Punching & Bending, With Average Thickness 75 Micron as per ASTM A123 or ISO 1461), Minimum Thickness 2 mm, Width 400 mm, 100 mm Height, Junction Radius 600mm, with 2 Inside Return Bends at the Edge Complete with Cover Plate made from the same material of ladder with minimum thickness 1.5 mm & Fixings Clip, Suitable for Item No. 6.
2595 | TRAY/LADDER | 61 | ETTL1CW5B210 | Horizontal tee | 200*100 | 1 | 1 | 1 | 0 | 0 | Horizental TEE (Equal) Connection, Punched, Hot Dip Galvanized (Galvanized After Punching & Bending, With Average Thickness 75 Micron as per ASTM A123 or ISO 1461), Minimum Thickness 2 mm , Width 200 mm, 100 mm Height, Junction Raduis 600mm, with 2 Inside Return Bends at the Edge Complete with Cover Plate made from the same material of ladder with minimum thickness 1.5 mm & Fixings Clip, Suitable for Item No.1.
2596 | TRAY/LADDER | 61 | ETTL1CA1B213 | LADDER | 200*100 | 23 | 23 | 23 | 0 | 0 | Cable Ladder, Straight Form, Hot Dip Galvanized (Galvanized After Punching & Bending , With Average Thickness 75 Micron as per ASTM A123 or ISO 1461), Minimum Thickness 2 mm, Average Value of Load Calculation as manufacture's standard, Length 3 m, Width 200 mm, 100 mm Height, 200 mm Rung Spacing, Metal Sheet Thickness of Rung 2 mm (C-Profile), with 2 Inside Return Bends at the Edge of Cable Ladder Complete with Cover Plate made from the same material of ladder with minimum thickness 1.5 mm & Fixings Clip.
2597 | TRAY/LADDER | 61 | ETTL1CA1D210 | LADDER | 400*100 | 5 | 5 | 3 | 2 | 0 | Cable Ladder, Straight Form, Hot Dip Galvanized (Galvanized After Punching & Bending , With Average Thickness 75 Micron as per ASTM A123 or ISO 1461), Minimum Thickness 2 mm, Average Value of Load Calculation as manufacture's standard, Length 3 m, Width 400 mm, 100 mm Height, 200 mm Rung Spacing, Metal Sheet Thickness of Rung 2 mm (C-Profile), with 2 Inside Return Bends at the Edge of Cable Ladder Complete with Cover Plate made from the same material of ladder with minimum thickness 1.5 mm & Fixings Clip.
2598 | TRAY/LADDER | 61 | ETTL1CA1D200 | LADDER | 400*100 | 14 | 14 | 12 | 2 | 0 | Cable Ladder, Straight Form, Hot Dip Galvanized (Galvanized After Punching & Bending , With Average Thickness 75 Micron as per ASTM A123 or ISO 1461), Minimum Thickness 2 mm, Average Value of Load Calculation as manufacture's standard, Length 3 m, Width 400 mm, 100 mm Height, 200 mm Rung Spacing, Metal Sheet Thickness of Rung 2 mm (C-Profile), with 2 Inside Return Bends at the Edge of Cable Ladder.
2599 | TRAY/LADDER | 61 | EXBDCB2 | Straight Jointing Plate | 85mm | 100 | 100 | 92 | 8 | 0 | Straight Jointing Plate, Complete with 8 Nos. Hot Dip Golvanized Bolt, Nut M8 (Round Head), One Spring Washer & Two Flat Washer as per 1 Bolt & Nut.
2600 | TRAY/LADDER | BD-40-10 | EXBEK | Earth Continuity | 200mm | 155 | 155 | 99 | 56 | 0 | Earth Continuity Connector, L=200 mm Complete with Bolts and Nuts. | U42
2601 | TRAY/LADDER | BD-40-10 | EXBJCJ2 | End Plate | 750*100 | 7 | 7 | 7 | 0 | 0 | End Plate, Punched, Hot Dip Galvanized (Galvanized After Punching & Bending, With Average Thickness 75 Micron as per ASTM A123 or ISO 1461), Minimum Thickness 1.5 mm, Width 750 mm, 100 mm Height, Complete with Fixings Clip, Suitable for Item No. 1. | U42
2602 | TRAY/LADDER | BD-40-10 | EXBJCD2 | End Plate | 400*100 | 12 | 12 | 12 | 0 | 0 | End Plate, Punched, Hot Dip Galvanized (Galvanized After Punching & Bending, With Average Thickness 75 Micron as per ASTM A123 or ISO 1461), Minimum Thickness 1.5 mm, Width 400 mm, 100 mm Height, Complete with Fixings Clip, Suitable for Item No. 2. | U42
2603 | TRAY/LADDER | BD-40-10 | EXBLCB2 | Horizontal Bend | - | 5 | 0 | 0 | 0 | 5 | Adjustable Horizontal Bend (Joint), Complete with 8 Nos. Hot Dip Golvanized Bolt, Nut M8 (Round Head), One Spring Washer & Two Flat Washer as per 1 Bolt & Nut, Suitable for Item No. 1&2. | U42
2604 | TRAY/LADDER | BD-40-10 | ETTL1CV3w200 | Horizontal Elbow | 750*100 | 4 | 4 | 4 | 0 | 0 | Horizental Elbow 90o(L-type), Punched, Hot Dip Galvanized (Galvanized After Punching & Bending, With Average Thickness 75 Micron as per ASTM A123 or ISO 1461), Minimum Thickness 2 mm, Width 750 mm, 100 mm Height, Junction Radius 400mm, with 2 Inside Return Bends at the Edge, Suitable for Item No. 1. | U42
2605 | TRAY/LADDER | BD-40-10 | ETTL1CV3D200 | Horizontal Elbow | 400*100 | 5 | 5 | 5 | 0 | 0 | Horizental Elbow 90o(L-type or D-type), Punched, Hot Dip Galvanized (Galvanized After Punching & Bending, With Average Thickness 75 Micron as per ASTM A123 or ISO 1461), Minimum Thickness 2 mm, Width 400 mm, 100 mm Height, Junction Radius 300mm, with 2 Inside Return Bends at the Edge, Suitable for Item No. 2. | U42
2606 | TRAY/LADDER | BD-40-10 | ETTL1CT2Z200 | Horizontal Reducer | 750 to 400 | 6 | 0 | 0 | 0 | 6 | Horizental Reducer(750 to 400)( Left Hand Reducer), Punched, Hot Dip Galvanized (Galvanized After Punching & Bending , With Average Thickness 75 Micron as per ASTM A123 or ISO 1461), Minimum Thickness 2 mm, 100 mm Height, with 2 Inside Return Bends at the Edge, Suitable for Item No. 1&2. | U42
2607 | TRAY/LADDER | BD-40-10 | ETTL1CA1X213 | LADDER | 750*100 | 10 | 10 | 10 | 0 | 0 | Cable Ladder, Straight Form, Hot Dip Galvanized (Galvanized After Punching & Bending , With Average Thickness 75 Micron as per ASTM A123 or ISO 1461), Minimum Thickness 2 mm, Average Value of Load Calculation as manufacture's standard, Length 3 m, Width 750 mm, 100 mm Height, 200 mm Rung Spacing, Metal Sheet Thickness of Rung 2 mm (C-Profile), with 2 Inside Return Bends at the Edge of Cable Ladder Complete with Cover Plate made from the same material of ladder with minimum thickness 1.5 mm & Fixings Clip. | U42
2608 | TRAY/LADDER | BD-40-10 | ETTL1CA1X203 | LADDER | 750*100 | 45 | 45 | 45 | 0 | 0 | Cable Ladder, Straight Form, Hot Dip Galvanized (Galvanized After Punching & Bending , With Average Thickness 75 Micron as per ASTM A123 or ISO 1461), Minimum Thickness 2 mm, Average Value of Load Calculation as manufacture's standard, Length 3 m, Width 750 mm, 100 mm Height, 200 mm Rung Spacing, Metal Sheet Thickness of Rung 2 mm (C-Profile), with 2 Inside Return Bends at the Edge of Cable Ladder. | U42
2609 | TRAY/LADDER | BD-40-10 | ETTL1CA1D203 | LADDER | 400*100 | 65 | 65 | 65 | 0 | 0 | Cable Ladder, Straight Form, Hot Dip Galvanized (Galvanized After Punching & Bending , With Average Thickness 75 Micron as per ASTM A123 or ISO 1461), Minimum Thickness 2 mm, Average Value of Load Calculation as manufacture's standard, Length 3 m, Width 400 mm, 100 mm Height, 200 mm Rung Spacing, Metal Sheet Thickness of Rung 2 mm (C-Profile), with 2 Inside Return Bends at the Edge of Cable Ladder. | U42
2610 | TRAY/LADDER | BD-40-10 | EXBDCB2 | Straight Jointing Plate | 85mm | 305 | 305 | 198 | 107 | 0 | Straight Jointing Plate, Height 100mm, Complete with 8 Nos. Hot Dip Golvanized Bolt, Nut M8 (Round Head), One Spring Washer & Two Flat Washer as per 1 Bolt & Nut, Suitable for Item No. 1&2. | U42
2611 | TRAY/LADDER | SS-40-03 | EXBEK | Earth Continuity | 200mm | 43 | 185 | 103 | 82 | 0 | Earth Continuity Connector, L=200 mm Complete with Bolts and Nuts.
2612 | TRAY/LADDER | SS-40-03 | ETTL1CA1F203 | LADDER | 600*100 | 1271 | 271 | 271 | 0 | 1000 | Cable Ladder, Straight Form, Hot Dip Galvanized (Galvanized After Punching & Bending , With Average Thickness 75 Micron as per ASTM A123 or ISO 1461), Minimum Thickness 2 mm, Average Value of Load Calculation as manufacture's standard, Length 3 m, Width 600 mm, 100 mm Height, 200 mm Rung Spacing, Metal Sheet Thickness of Rung 2 mm (C-Profile), with 2 Inside Return Bends at the Edge of Cable Ladder. |  | Related to site shortage
2613 | TRAY/LADDER | SS-40-03 | EXBDCB5 | Straight Jointing Plate | 35mm | 86 | 86 | 86 | 0 | 0 | Straight Jointing Plate, Complete with 8 Nos. Hot Dip Golvanized Bolt, Nut M8 (Round Head), One Spring Washer & Two Flat Washer as per 1 Bolt & Nut, Suitable for Item No. 1.
2614 | TRAY/LADDER | SS-40-03 | ETTF1CA1A503 | Tray | 200*50 | 43 | 43 | 43 | 0 | 0 | Cable Tray, Straight Form, Hot Dip Galvanized (Galvanized After Punching & Bending, With Average Thickness 75 Micron as per ASTM A123 or ISO 1461), Minimum Thickness 2 mm, Average Value of Load Calculation as manufacture's standard, Length 3 m, Width 200mm, 50mm Height, with 2 Inside Return Bends at the Edge of Cable Tray Complete with Cover Plate made from the same material of Tray with minimum thickness 1.5 mm & Fixings Clip.
2615 | TRAY/LADDER | SS-40-04 | EXBEK | Earth Continuity | 200mm | 127 | 256 | 95 | 161 | 0 | Earth Continuity Connector, L=200 mm Complete with Bolts and Nuts.
2616 | TRAY/LADDER | SS-40-04 | EXBJCA5 | End Plate | 100*50 | 12 | 0 | 0 | 0 | 12 | End Plate, Punched, Hot Dip Galvanized (Galvanized After Punching & Bending, With Average Thickness 75 Micron as per ASTM A123 or ISO 1461), Minimum Thickness 1.5 mm, Width 100mm, 50 mm Height, Complete with Fixings Clip, Suitable for Item No.1.
2617 | TRAY/LADDER | SS-40-04 | ETTF1CV3A500 | Horizontal Elbow | 100*50 | 9 | 0 | 0 | 0 | 9 | Horizental Elbow 90o(L-type), Punched, Hot Dip Galvanized (Galvanized After Punching & Bending, With Average Thickness 75 Micron as per ASTM A123 or ISO 1461), Minimum Thickness 2 mm, Width 100mm, 50 mm Height, Junction Raduis 600mm, with 2 Inside Return Bends at the Edge of tray & Fixings Clip, Suitable for Item No.1.
2618 | TRAY/LADDER | SS-40-04 | EXBDCB5 | Straight Jointing Plate | 35mm | 230 | 230 | 109 | 121 | 0 | Straight Jointing Plate, Height 50mm,Complete with 8 Nos. Hot Dip Golvanized Bolt, Nut M8 (Round Head), One Spring Washer & Two Flat Washer as per 1 Bolt & Nut, Suitable for Item No.1.
2619 | TRAY/LADDER | SS-40-04 | ETTF1CA1A503 | Tray | 100*50 | 106 | 106 | 106 | 0 | 0 | Cable Tray, Straight Form, Hot Dip Galvanized (Galvanized After Punching & Bending , With Average Thickness 75 Micron as per ASTM A123 or ISO 1461), Minimum Thickness 2 mm, Average Value of Load Calculation as manufacture's standard, Length 3 m, Width 100 mm, 50 mm Height, 200 mm Rung Spacing, Metal Sheet Thickness of Rung 2 mm (C-Profile), with 2 Inside Return Bends at the Edge of Cable Tray.
2620 | TRAY/LADDER | SS-40-05 | EXBEK | Earth Continuity | 200mm | 104 | 104 | 95 | 9 | 0 | Earth Continuity Connector, L=200 mm Complete with Bolts and Nuts.
2621 | TRAY/LADDER | SS-40-05 | EXBDCB5 | Straight Jointing Plate | 35mm | 207 | 207 | 207 | 0 | 0 | Straight Jointing Plate, Height 50mm, Complete with 8 Nos. Hot Dip Golvanized Bolt, Nut M8 (Round Head), One Spring Washer & Two Flat Washer as per 1 Bolt & Nut, Suitable for Item No.1.
2622 | TRAY/LADDER | SS-40-05 | ETTF1CA1A503 | Tray | 100*50 | 100 | 100 | 100 | 0 | 0 | Cable Tray, Straight Form, Hot Dip Galvanized (Galvanized After Punching & Bending , With Average Thickness 75 Micron as per ASTM A123 or ISO 1461), Minimum Thickness 2 mm, Average Value of Load Calculation as manufacture's standard, Length 3 m, Width 100 mm, 50 mm Height, 200 mm Rung Spacing, Metal Sheet Thickness of Rung 2 mm (C-Profile), with 2 Inside Return Bends at the Edge.
2623 | TRAY/LADDER | SS-40-09 | EXBEK | Earth Continuity | 200mm | 106 | 1406 | 1139 | 267 | 0 | Earth Continuity Connector, L=200 mm Complete with Bolts and Nuts.
2624 | TRAY/LADDER | SS-40-09 | EXBDCB5 | Straight Jointing Plate | 35mm | 212 | 212 | 212 | 0 | 0 | Straight Jointing Plate, Height 50mm, Complete with 8 Nos. Hot Dip Golvanized Bolt, Nut M8 (Round Head), One Spring Washer & Two Flat Washer as per 1 Bolt & Nut, Suitable for Item No.1.
2625 | TRAY/LADDER | SS-40-09 | ETTF1CA1A503 | Tray | 100*50 | 102 | 102 | 102 | 0 | 0 | Cable Tray, Straight Form, Hot Dip Galvanized (Galvanized After Punching & Bending , With Average Thickness 75 Micron as per ASTM A123 or ISO 1461), Minimum Thickness 2 mm, Average Value of Load Calculation as manufacture's standard, Length 3 m, Width 100 mm, 50 mm Height, 200 mm Rung Spacing, Metal Sheet Thickness of Rung 2 mm (C-Profile), with 2 Inside Return Bends at the Edge of Cable Tray.
2626 | TRAY/LADDER | SS-40-03 | ETTL1CF1F200 | Adjustable Inside Riser | 600*100 | 16 | 16 | 16 | 0 | 0 | Adjustable Vertical Inside Riser, Punched, Hot Dip Galvanized (Galvanized After Punching & Bending , With Average Thickness 75 Micron as per ASTM A123 or ISO 1461), Minimum Thickness 2 mm, Width 600 mm, 100 mm Height, with 2 Inside Return Bends at the Edge,Suitable for Item No. 01. | SS-48-03
2627 | TRAY/LADDER | SS-40-03 | ETTL1CG1F200 | Adjustable Outside Riser | 600*100 | 16 | 16 | 16 | 0 | 0 | Adjustable Vertical Outside Riser, Punched, Hot Dip Galvanized (Galvanized After Punching & Bending , With Average Thickness 75 Micron as per ASTM A123 or ISO 1461), Minimum Thickness 2 mm, Width 600 mm, 100 mm Height, with 2 Inside Return Bends at the Edge,Suitable for Item No. 01. | SS-48-03
2628 | TRAY/LADDER | SS-40-03 | EXBEK | Earth Continuity | 200mm | 142 | 185 | 103 | 82 | 0 | Earth Continuity Connector, L=200 mm Complete with Bolts and Nuts. | SS-48-03
2629 | TRAY/LADDER | SS-40-03 | EXBJCF2 | End Plate | 600*100 | 64 | 64 | 0 | 64 | 0 | End Plate, Punched, Hot Dip Galvanized (Galvanized After Punching & Bending, With Average Thickness 75 Micron as per ASTM A123 or ISO 1461), Minimum Thickness 1.5 mm, Width 600 mm, 100 mm Height, Complete with Fixings Clip, Suitable for Item No. 01. | SS-48-03
2630 | TRAY/LADDER | SS-40-03 | ETTL1CW4F200 | Horizontal Cross | 600*100 | 6 | 6 | 6 | 0 | 0 | Horizental Cross, Punched, Hot Dip Galvanized (Galvanized After Punching & Bending, With Average Thickness 75 Micron as per ASTM A123 or ISO 1461), Minimum Thickness 2 mm, Width 600 mm, 100 mm Height, Junction Radius 600mm, with 2 Inside Return Bends at the Edge,Suitable for Item No.01. | SS-48-03
2631 | TRAY/LADDER | SS-40-03 | ETTL1CV9F200 | Horizontal Elbow | 600*100 | 5 | 5 | 5 | 0 | 0 | Horizental Elbow 45°, Punched, Hot Dip Galvanized (Galvanized After Punching & Bending with Hot Dip Galvanized, With Average Thickness 75 Micron as per ASTM A123 or ISO 1461), Minimum Thickness 2 mm, Width 600 mm, 100 mm Height, with 2 Inside Return Bends at the Edge,Suitable for Item No. 01. | SS-48-03
2632 | TRAY/LADDER | SS-40-03 | ETTL1CV3F200 | Horizontal Elbow | 600*100 | 9 | 9 | 9 | 0 | 0 | Horizental Elbow 90°(L-type or D-type), Punched, Hot Dip Galvanized (Galvanized After Punching & Bending, With Average Thickness 75 Micron as per ASTM A123 or ISO 1461), Minimum Thickness 2 mm, Width 600 mm, 100 mm Height, Junction Radius 600mm, with 2 Inside Return Bends at the Edge,Suitable for Item No. 01. | SS-48-03
2633 | TRAY/LADDER | SS-40-03 | ETTL1CW5F200 | Horizontal tee | 600*100 | 57 | 57 | 57 | 0 | 0 | Horizental TEE (Equal) Connection, Punched, Hot Dip Galvanized (Galvanized After Punching & Bending, With Average Thickness 75 Micron as per ASTM A123 or ISO 1461), Minimum Thickness 2 mm, Width 600 mm, 100 mm Height, Junction Radius 600mm, with 2 Inside Return Bends at the Edge,Suitable for Item No. 01. | SS-48-03
2634 | TRAY/LADDER | SS-40-03 | EXBDCB2 | Straight Jointing Plate | 85mm | 566 | 566 | 566 | 0 | 0 | Straight Jointing Plate, Height 100mm, Complete with 8 Nos. Hot Dip Golvanized Bolt, Nut M8 (Round Head), One Spring Washer & Two Flat Washer as per 1 Bolt & Nut, Suitable for Item No. 01 . | SS-48-03
2635 | TRAY/LADDER | SS-40-04 | ETTL1CF1F200 | Adjustable Inside Riser | 600*100 | 16 | 26 | 12 | 14 | 0 | Adjustable Vertical Inside Riser, Punched, Hot Dip Galvanized (Galvanized After Punching & Bending , With Average Thickness 75 Micron as per ASTM A123 or ISO 1461), Minimum Thickness 2 mm, Width 600 mm, 100 mm Height, with 2 Inside Return Bends at the Edge,Suitable for Item No. 01. | SS-48-04
2636 | TRAY/LADDER | SS-40-04 | ETTL1CG1F200 | Adjustable Outside Riser | 600*100 | 16 | 26 | 12 | 14 | 0 | Adjustable Vertical Outside Riser, Punched, Hot Dip Galvanized (Galvanized After Punching & Bending , With Average Thickness 75 Micron as per ASTM A123 or ISO 1461), Minimum Thickness 2 mm, Width 600 mm, 100 mm Height, with 2 Inside Return Bends at the Edge,Suitable for Item No. 01. | SS-48-04
2637 | TRAY/LADDER | SS-40-04 | EXBEK | Earth Continuity | 200mm | 129 | 256 | 95 | 161 | 0 | Earth Continuity Connector, L=200 mm Complete with Bolts and Nuts. | SS-48-04
2638 | TRAY/LADDER | SS-40-04 | EXBJCF2 | End Plate | 600*100 | 43 | 43 | 0 | 43 | 0 | End Plate, Punched, Hot Dip Galvanized (Galvanized After Punching & Bending, With Average Thickness 75 Micron as per ASTM A123 or ISO 1461), Minimum Thickness 1.5 mm, Width 600 mm, 100 mm Height, Complete with Fixings Clip, Suitable for Item No. 01. | SS-48-04
2639 | TRAY/LADDER | SS-40-04 | ETTL1CV9F200 | Horizontal Elbow | 600*100 | 4 | 4 | 0 | 4 | 0 | Horizental Elbow 45°, Punched, Hot Dip Galvanized (Galvanized After Punching & Bending with Hot Dip Galvanized, With Average Thickness 75 Micron as per ASTM A123 or ISO 1461), Minimum Thickness 2 mm, Width 600 mm, 100 mm Height, with 2 Inside Return Bends at the Edge,Suitable for Item No. 01. | SS-48-04
2640 | TRAY/LADDER | SS-40-04 | ETTL1CV3F200 | Horizontal Elbow | 600*100 | 6 | 6 | 6 | 0 | 0 | Horizental Elbow 90°(L-type or D-type), Punched, Hot Dip Galvanized (Galvanized After Punching & Bending, With Average Thickness 75 Micron as per ASTM A123 or ISO 1461), Minimum Thickness 2 mm, Width 600 mm, 100 mm Height, Junction Radius 600mm, with 2 Inside Return Bends at the Edge,Suitable for Item No. 01. | SS-48-04
2641 | TRAY/LADDER | SS-40-04 | ETTL1CW5F200 | Horizontal tee | 600*100 | 54 | 59 | 48 | 11 | 0 | Horizental TEE (Equal) Connection, Punched, Hot Dip Galvanized (Galvanized After Punching & Bending, With Average Thickness 75 Micron as per ASTM A123 or ISO 1461), Minimum Thickness 2 mm, Width 600 mm, 100 mm Height, Junction Radius 600mm, with 2 Inside Return Bends at the Edge,Suitable for Item No. 01. | SS-48-04
2642 | TRAY/LADDER | SS-40-04 | ETTL1CA1F203 | LADDER | 600*100 | 1246 | 246 | 246 | 0 | 1000 | Cable Ladder, Straight Form, Hot Dip Galvanized (Galvanized After Punching & Bending , With Average Thickness 75 Micron as per ASTM A123 or ISO 1461), Minimum Thickness 2 mm, Average Value of Load Calculation as manufacture's standard, Length 3 m, Width 600 mm, 100 mm Height, 200 mm Rung Spacing, Metal Sheet Thickness of Rung 2 mm (C-Profile), with 2 Inside Return Bends at the Edge of Cable Ladder. | SS-48-04 | Related to site shortage
2643 | TRAY/LADDER | SS-40-04 | EXBDCB2 | Straight Jointing Plate | 85mm | 513 | 513 | 513 | 0 | 0 | Straight Jointing Plate, Height 100mm, Complete with 8 Nos. Hot Dip Golvanized Bolt, Nut M8 (Round Head), One Spring Washer & Two Flat Washer as per 1 Bolt & Nut, Suitable for Item No. 01 . | SS-48-04
2644 | TRAY/LADDER | SS-40-05 | - | Cover Ladder | 610*100 | 13 | 0 | 0 | 0 | 13 | Cover Ladder , Straight Form, Hot Dip Galvanized (Galvanized After Punching & Bending with Hot Dip Galvanized, With Average Thickness 80 Micron as per ASTM A123 or ISO 1461), Suitable Thickness as per Vendor Standard (Minimum 2 mm), Length 3 m, Width 610 mm, 100 mm Height, 200 mm Rung Spacing, Metal Sheet Thickness of Rung 2 mm (C-Profile), with Fixings Clip. | SS-48-05
2645 | TRAY/LADDER | SS-40-05 | - | Cover Ladder | 610*100 | 9 | 0 | 0 | 0 | 9 | Cover Ladder, Horizontal Elbow 90° Joint, Hot Dip Galvanized (Galvanized After Bending with Min. Average Thickness 65 Micron as per ASTM A123 or BS EN ISO 1461), Suitable Thickness as per Vendor Standard (Minimum 2 mm), Width 610 mm, 100 mm Height, Junctions radius 600 mm, with Fixings Clip | SS-48-05
2646 | TRAY/LADDER | SS-40-05 | - | Cover Ladder | 410*100 | 29 | 0 | 0 | 0 | 29 | Cover Ladder, Horizontal Elbow 90° Joint, Hot Dip Galvanized (Galvanized After Bending with Min. Average Thickness 65 Micron as per ASTM A123 or BS EN ISO 1461), Suitable Thickness as per Vendor Standard (Minimum 2 mm), Width 410 mm, 100 mm Height, Junctions radius600 mm, with Fixings Clip | SS-48-05
2647 | TRAY/LADDER | SS-40-05 | EXBEK | Earth Continuity | 200mm | 836 | 836 | 836 | 0 | 0 | Earth Continuity Connector, L=200 mm | SS-48-05
2648 | TRAY/LADDER | SS-40-05 | EXBJCF2 | End Plate | 600*100 | 58 | 58 | 0 | 58 | 0 | End Plate, Suitable For Item No.1 | SS-48-05
2649 | TRAY/LADDER | SS-40-05 | EXBJCD2 | End Plate | 400*100 | 16 | 16 | 0 | 16 | 0 | End Plate., Suitable For Item No.2 | SS-48-05
2650 | TRAY/LADDER | SS-40-05 | ETTL1CW4F200 | Horizental Cross | 600*100 | 5 | 5 | 5 | 0 | 0 | Horizontal cross, Hot Dip Galvanized (Galvanized After Bending with Min. Average Thickness 65 Micron as per ASTM A123 or BS EN ISO 1461), Suitable Thickness as per Vendor Standard (Minimum 2 mm), Width 600 mm, 100 mm Height, Junctions radius 600 mm, with Fixings Clip, Suitable for Item No.1. As per IEC 61537. | SS-48-05
2651 | TRAY/LADDER | SS-40-05 | ETTL1CV3F200 | Horizontal Elbow | 600*100 | 50 | 50 | 50 | 0 | 0 | Horizontal Elbow Ladder 90° Joint, Hot Dip Galvanized (Galvanized After Bending with Min. Average Thickness 65 Micron as per ASTM A123 or BS EN ISO 1461), Suitable Thickness as per Vendor Standard (Minimum 2 mm), Width 600 mm, 100 mm Height, Junctions radius 600 mm, with Fixings Clip, Suitable for Item No. 1. As per IEC 61537. | SS-48-05
2652 | TRAY/LADDER | SS-40-05 | ETTL1CV3D200 | Horizontal Elbow | 400*100 | 29 | 29 | 29 | 0 | 0 | Horizontal Elbow Ladder 90° Joint, Hot Dip Galvanized (Galvanized After Bending with Min. Average Thickness 65 Micron as per ASTM A123 or BS EN ISO 1461), Suitable Thickness as per Vendor Standard (Minimum 2 mm), Width 400 mm, 100 mm Height, Junctions radius 600 mm, with Fixings Clip, Suitable for Item No. 2. As per IEC 61537. | SS-48-05
2653 | TRAY/LADDER | SS-40-05 | ETTL1CA1F203 | LADDER | 600*100 | 500 | 500 | 500 | 0 | 0 | Cable Ladder, Straight Form, Hot Dip Galvanized (Galvanized After Punching & Bending with Hot Dip Galvanized, With Average Thickness 80 Micron as per ASTM A123 or ISO 1461), Suitable Thickness as per Vendor Standard (Minimum 2 mm), Average Value of Load Calculation shall be Equal to 200 Kg, Length 3 m, Width 600 mm, 100 mm Height, 200 mm Rung Spacing, Metal Sheet Thickness of Rung 2 mm (C-Profile), with Inside Return Bends at the Edge of Cable Ladder Complete Fixings Clip. | SS-48-05
2654 | TRAY/LADDER | SS-40-05 | ETTL1CA1D213 | LADDER | 400*100 | 20 | 20 | 20 | 0 | 0 | Cable Ladder, Straight Form, Hot Dip Galvanized (Galvanized After Punching & Bending with Hot Dip Galvanized, With Average Thickness 80 Micron as per ASTM A123 or ISO 1461), Suitable Thickness as per Vendor Standard (Minimum 2 mm), Average Value of Load Calculation shall be Equal to 200 Kg, Length 3 m, Width 400 mm, 100 mm Height, 200 mm Rung Spacing, Metal Sheet Thickness of Rung 2 mm (C-Profile), with Inside Return Bends at the Edge of Cable Ladder Complete with Cover Plate & Fixings Clip. | SS-48-05 | MTO=ETTL1CA1W213
2655 | TRAY/LADDER | SS-40-05 | EXBDCB2 | Straight Jointing Plate | 85mm | 1527 | 1527 | 1527 | 0 | 0 | Straight Jointing Plate, Complete with 8 Nos. Hot Dip Golvanized Bolt, Nut M8 (Round Head), One Spring Washer & Two Flat Washer as per 1 Bolt & Nut | SS-48-05
2656 | TRAY/LADDER | SS-40-05 | ETTL1CW5F200 | Tee Ladder | 600*100 | 27 | 87 | 34 | 53 | 0 | Tee Ladder, Hot Dip Galvanized (Galvanized After Bending with Min. Average Thickness 80 Micron as per ASTM A123 or BS EN ISO 1461), Suitable Thickness as per Vendor Standard (Minimum 2 mm), Width 600 mm, 100 mm Height, Junctions radius 600 mm, with Fixings Clip, Suitable for Item No. 1. As per IEC 61537. | SS-48-05
2657 | TRAY/LADDER | SS-40-09 | ETTL1CF1F200 | Adjustable Inside Riser | 600*100 | 17 | 17 | 17 | 0 | 0 | Adjustable Vertical Inside Riser, Punched, Hot Dip Galvanized (Galvanized After Punching & Bending , With Average Thickness 75 Micron as per ASTM A123 or ISO 1461), Minimum Thickness 2 mm, Width 600 mm, 100 mm Height, with 2 Inside Return Bends at the Edge,, Suitable for Item No. 01. | SS-48-09 | 5 No. FOR POWER PLANT 03
2658 | TRAY/LADDER | SS-40-09 | ETTL1CG1F200 | Adjustable Outside Riser | 600*100 | 17 | 17 | 17 | 0 | 0 | Adjustable Vertical Outside Riser, Punched, Hot Dip Galvanized (Galvanized After Punching & Bending , With Average Thickness 75 Micron as per ASTM A123 or ISO 1461), Minimum Thickness 2 mm, Width 600 mm, 100 mm Height, with 2 Inside Return Bends at the Edge,, Suitable for Item No.01. | SS-48-09 | 5 No. FOR POWER PLANT 03
2659 | TRAY/LADDER | SS-40-09 | EXBEK | Earth Continuity | 200mm | 1300 | 1406 | 1139 | 267 | 0 | Earth Continuity Connector, L=200 mm Complete with Bolts and Nuts. | SS-48-09
2660 | TRAY/LADDER | SS-40-09 | EXBJCC2 | End Plate | 300*100 | 10 | 10 | 0 | 10 | 0 | End Plate, Punched, Hot Dip Galvanized (Galvanized After Punching & Bending, With Average Thickness 75 Micron as per ASTM A123 or ISO 1461), Minimum Thickness 1.5 mm, Width 300 mm, 100 mm Height, Complete with Fixings Clip, Suitable for Item No. 02. | SS-48-09
2661 | TRAY/LADDER | SS-40-09 | EXBJCF2 | End Plate | 600*100 | 70 | 70 | 0 | 70 | 0 | End Plate, Punched, Hot Dip Galvanized (Galvanized After Punching & Bending, With Average Thickness 75 Micron as per ASTM A123 or ISO 1461), Minimum Thickness 1.5 mm, Width 600 mm, 100 mm Height, Complete with Fixings Clip, Suitable for Item No.01. | SS-48-09
2662 | TRAY/LADDER | SS-40-09 | ETTL1CW4F200 | Horizental Cross | 600*100mm | 20 | 20 | 20 | 0 | 0 | Horizental Cross, Punched, Hot Dip Galvanized (Galvanized After Punching & Bending, With Average Thickness 75 Micron as per ASTM A123 or ISO 1461), Minimum Thickness 2 mm, Width 600 mm, 100 mm Height, Junction Radius 600mm, with 2 Inside Return Bends at the Edge. | SS-48-09
2663 | TRAY/LADDER | SS-40-09 | ETTL1CV3F200 | Horizontal Elbow | 600*100 | 90 | 90 | 90 | 0 | 0 | Horizental Elbow 90o(D-type), Punched, Hot Dip Galvanized (Galvanized After Punching & Bending, With Average Thickness 75 Micron as per ASTM A123 or ISO 1461), Minimum Thickness 2 mm, Width 600 mm, 100 mm Height, Junction Radius 600mm, with 2 Inside Return Bends at the Edge , Suitable for Item No.01. | SS-48-09
2664 | TRAY/LADDER | SS-40-09 | ETTL1CV3C200 | Horizontal Elbow | 300*100 | 35 | 35 | 0 | 35 | 0 | Horizental Elbow 90o(D-type), Punched, Hot Dip Galvanized (Galvanized After Punching & Bending, With Average Thickness 75 Micron as per ASTM A123 or ISO 1461), Minimum Thickness 2 mm, Width 300 mm, 100 mm Height, Junction Radius 600mm, with 2 Inside Return Bends at the Edge, Suitable for Item No.02. | SS-48-09
2665 | TRAY/LADDER | SS-40-09 | ETTL1CV9F200 | Horizontal Elbow | 600*100 | 45 | 45 | 45 | 0 | 0 | Horizental Elbow 45o, Punched, Hot Dip Galvanized (Galvanized After Punching & Bending with Hot Dip Galvanized, With Average Thickness 75 Micron as per ASTM A123 or ISO 1461), Minimum Thickness 2 mm, Width 600 mm, 100 mm Height, with 2 Inside Return Bends at the Edge, Suitable for Item No. 01. | SS-48-09 | 5 No. FOR POWER PLANT 03
2666 | TRAY/LADDER | SS-40-09 | ETTL1CV9C200 | Horizontal Elbow | 300*100 | 5 | 5 | 0 | 5 | 0 | Horizental Elbow 45o, Punched, Hot Dip Galvanized (Galvanized After Punching & Bending with Hot Dip Galvanized, With Average Thickness 75 Micron as per ASTM A123 or ISO 1461), Minimum Thickness 2 mm, Width 300 mm, 100 mm Height, with 2 Inside Return Bends at the Edge, Suitable for Item No. 02. | SS-48-09 | 3 No. FOR POWER PLANT 03
2667 | TRAY/LADDER | SS-40-09 | ETTL1CW5F200 | Horizontal tee | 600*100 | 60 | 60 | 50 | 10 | 0 | Horizental TEE (Equal) Connection, Punched, Hot Dip Galvanized (Galvanized After Punching & Bending, With Average Thickness 75 Micron as per ASTM A123 or ISO 1461), Minimum Thickness 2 mm, Width 600 mm, 100 mm Height, Junction Radius 600mm, with 2 Inside Return Bends at the Edge, Suitable for Item No. 01. | SS-48-09 | 6 No. FOR POWER PLANT 03
2668 | TRAY/LADDER | SS-40-09 | ETTL1CA1F203 | LADDER | 600*100 | 900 | 900 | 895 | 5 | 0 | Cable Ladder, Straight Form, Hot Dip Galvanized (Galvanized After Punching & Bending , With Average Thickness 75 Micron as per ASTM A123 or ISO 1461), Minimum Thickness 2 mm, Average Value of Load Calculation as manufacture's standard, Length 3 m, Width 600 mm, 100 mm Height, 200 mm Rung Spacing, Metal Sheet Thickness of Rung 2 mm (C-Profile), with 2 Inside Return Bends at the Edge of Cable Ladder. | SS-48-09 | LADDERS FOR POWER PLANT 03 HAVE BEEN CONSIDERED IN THIS MTO (30 NO)
2669 | TRAY/LADDER | SS-40-09 | ETTL1CA1C203 | LADDER | 300*100 | 36 | 36 | 30 | 6 | 0 | Cable Ladder, Straight Form, Hot Dip Galvanized (Galvanized After Punching & Bending , With Average Thickness 75 Micron as per ASTM A123 or ISO 1461), Minimum Thickness 2 mm, Average Value of Load Calculation as manufacture's standard, Length 3 m, Width 300 mm, 100 mm Height, 200 mm Rung Spacing, Metal Sheet Thickness of Rung 2 mm (C-Profile), with 2 Inside Return Bends at the Edge of Cable Ladder. | SS-48-09
2670 | TRAY/LADDER | SS-40-09 | EXBDCB2 | Straight Jointing Plate | 85mm | 2650 | 2650 | 2650 | 0 | 0 | Straight Jointing Plate, Height 100mm, Complete with 8 Nos. Hot Dip Golvanized Bolt, Nut M8 (Round Head), One Spring Washer & Two Flat Washer as per 1 Bolt & Nut. | SS-48-09
2671 | TRAY/LADDER | 42 | - | LADDER | 400*70 | 55 |  |  |  | 55 | CABLE LADDER, Straight Form, Hot Dip Galvanized (Galvanized After Punching & Bending with Hot Dip Galvanized, With Average Thickness 80 Micron as per ASTM A123 or ISO 1461), Suitable Thickness as per Vendor Standard (Minimum 2 mm), Length 3 m, Width 400 mm, 70 mm Height, Metal Sheet Thickness of Rung 2 mm (C-Profile), with Inside Return Bends at the Edge of Cable Ladder Complete with Cover Plate & Fixings Clip. | Kherad | For Cooling Tower
2672 | TRAY/LADDER | 42 | - | Vertical Outside Riser | 400*70 | 2 |  |  |  | 2 | CABLE LADDER, Vertical Outside Riser, Punched, Hot Dip Galvanized, Galvanized After Bending with Average Thickness 80 Micron as per ASTM A123 or ISO 1461), Suitable Thickness as per Vendor Standard (Minimum 2 mm), Width 400 mm, 70 mm Height, with 2 Bends at the Edge of Cable Ladder with Cover Plate & Fixings Clip, Suitable for Item No. 1. | Kherad | For Cooling Tower
2673 | TRAY/LADDER | 42 | - | Adjustable Riser | 400*70 | 35 |  |  |  | 35 | CABLE LADDER,Adjustable Riser, Punched, Hot Dip Galvanized, Galvanized After Bending with Average Thickness 80 Micron as per ASTM A123 or ISO 1461), Suitable Thickness as per Vendor Standard (Minimum 2 mm), Width 400 mm, 70 mm Height, with 1 Bends at the Edge of Cable Ladder with Cover Plate & Fixings Clip, Suitable for Item No. 1. | Kherad | For Cooling Tower
2674 | TRAY/LADDER | 42 | - | LADDER | 200*70 | 37 |  |  |  | 37 | CABLE LADDER, Straight Form, Hot Dip Galvanized (Galvanized After Punching & Bending with Hot Dip Galvanized, With Average Thickness 80 Micron as per ASTM A123 or ISO 1461), Suitable Thickness as per Vendor Standard (Minimum 2 mm), Length 3 m, Width 200 mm, 70 mm Height, Metal Sheet Thickness of Rung 2 mm (C-Profile), with Inside Return Bends at the Edge of Cable Ladder Complete with Cover Plate & Fixings Clip. | Kherad | For Cooling Tower
2675 | TRAY/LADDER | 42 | - | Vertical Outside Riser | 200*70 | 1 |  |  |  | 1 | CABLE LADDER, Vertical Outside Riser, Punched, Hot Dip Galvanized, Galvanized After Bending with Average Thickness 80 Micron as per ASTM A123 or ISO 1461), Suitable Thickness as per Vendor Standard (Minimum 2 mm), Width 200 mm, 70 mm Height, with 2 Bends at the Edge of Cable Ladder with Cover Plate & Fixings Clip, Suitable for Item No. 4. | Kherad | For Cooling Tower
2676 | TRAY/LADDER | 42 | - | Adjustable Riser | 200*70 | 20 |  |  |  | 20 | CABLE LADDER,Adjustable Riser, Punched, Hot Dip Galvanized, Galvanized After Bending with Average Thickness 80 Micron as per ASTM A123 or ISO 1461), Suitable Thickness as per Vendor Standard (Minimum 2 mm), Width 200 mm, 70 mm Height, with 1 Bends at the Edge of Cable Ladder with Cover Plate & Fixings Clip, Suitable for Item No. 4. | Kherad | For Cooling Tower
2677 | TRAY/LADDER | 42 | - | C-CHANNEL | 180mm | 30 |  |  |  | 30 | C-CHANNEL SUPPORT Whit Base Plate 150x120x10 mm .L=180mm, Punched, Hot Dip Galvanized, Galvanized After Bending with Average Thickness 80 Micron as per ASTM A123 or ISO 1461), Suitable for installing 5 rows of 40 cm brackets | Kherad | For Cooling Tower
2678 | TRAY/LADDER | 42 | - | C-CHANNEL | 380mm | 30 |  |  |  | 30 | C-CHANNEL SUPPORT Whit Base Plate 150x120x10 mm .L=380mm, Punched, Hot Dip Galvanized, Galvanized After Bending with Average Thickness 80 Micron as per ASTM A123 or ISO 1461), Suitable for installing 5 rows of 40 cm brackets | Kherad | For Cooling Tower
2679 | TRAY/LADDER | 42 | - | C-CHANNEL | 150mm | 12 |  |  |  | 12 | C-CHANNEL SUPPORT Whit Base Plate 150x120x10 mm .L=150mm, Punched, Hot Dip Galvanized, Galvanized After Bending with Average Thickness 80 Micron as per ASTM A123 or ISO 1461), Suitable for installing Local conrol station and pulling box | Kherad | For Cooling Tower
2680 | TRAY/LADDER | 42 | - | BRACKET | 400mm | 120 |  |  |  | 120 | BRACKET (LADDER 400mm) FOR C-CHANNEL SUPPORT , Punched, Hot Dip Galvanized, Galvanized After Bending with Average Thickness 80 Micron as per ASTM A123 or ISO 1461), | Kherad | For Cooling Tower
2681 | TRAY/LADDER | 42 | - | BRACKET | 200mm | 60 |  |  |  | 60 | BRACKET (LADDER 200mm) FOR C-CHANNEL SUPPORT , Punched, Hot Dip Galvanized, Galvanized After Bending with Average Thickness 80 Micron as per ASTM A123 or ISO 1461), | Kherad | For Cooling Tower
2682 | TRAY/LADDER | 42 | - | LADDER | 200*70 | 14 |  |  |  | 14 | CABLE LADDER, Straight Form, Hot Dip Galvanized (Galvanized After Punching & Bending with Hot Dip Galvanized, With Average Thickness 80 Micron as per ASTM A123 or ISO 1461), Suitable Thickness as per Vendor Standard (Minimum 2 mm), Length 3 m, Width 200 mm, 70 mm Height, Metal Sheet Thickness of Rung 2 mm (C-Profile), with Inside Return Bends at the Edge of Cable Ladder Complete with Cover Plate & Fixings Clip. | Kherad | For Chemical Room
2683 | TRAY/LADDER | 42 | - | Horizental Bend 2x45° | 200*70 | 1 |  |  |  | 1 | CABLE LADDE Horizental Bend 2x45°, Straight Form, Hot Dip Galvanized (Galvanized After Punching & Bending with Hot Dip Galvanized, With Average Thickness 80 Micron as per ASTM A123 or ISO 1461), SSuitable Thickness as per Vendor Standard (Minimum 2 mm) and 70 mm Height | Kherad | For Chemical Room
2684 | TRAY/LADDER | 42 | - | BRACKET | 200mm | 8 |  |  |  | 8 | BRACKET (LADDER 200mm) For Installing wall , Punched, Hot Dip Galvanized, Galvanized After Bending with Average Thickness 80 Micron as per ASTM A123 or ISO 1461), | Kherad | For Chemical Room
2685 | TRAY/LADDER | 42 | - | LADDER | 200*70 | 8 |  |  |  | 8 | CABLE LADDER, Straight Form, Hot Dip Galvanized (Galvanized After Punching & Bending with Hot Dip Galvanized, With Average Thickness 80 Micron as per ASTM A123 or ISO 1461), Suitable Thickness as per Vendor Standard (Minimum 2 mm), Length 3 m, Width 200 mm, 70 mm Height, Metal Sheet Thickness of Rung 2 mm (C-Profile), with Inside Return Bends at the Edge of Cable Ladder Complete with Cover Plate & Fixings Clip. | Kherad | For Chlorinator Room
2686 | TRAY/LADDER | 42 | - | Horizental Bend 2x45° | 200*70 | 2 |  |  |  | 2 | CABLE LADDE Horizental Bend 2x45°, Straight Form, Hot Dip Galvanized (Galvanized After Punching & Bending with Hot Dip Galvanized, With Average Thickness 80 Micron as per ASTM A123 or ISO 1461), SSuitable Thickness as per Vendor Standard (Minimum 2 mm) and 70 mm Height | Kherad | For Chlorinator Room
2687 | TRAY/LADDER | 42 | - | BRACKET | 200mm | 8 |  |  |  | 8 | BRACKET (LADDER 200mm) For Installing wall , Punched, Hot Dip Galvanized, Galvanized After Bending with Average Thickness 80 Micron as per ASTM A123 or ISO 1461), | Kherad | For Chlorinator Room
2688 | TRAY/LADDER | 42 | - | Straight Joint | - | as req. |  |  |  | #VALUE! | Straight Joint (for Cable Ladder, Bracket , Support) For all of the above items ,Hot Dip Galvanized (Galvanized After Bending & Punching with Average Thickness 200 Micron as per ASTM A123)Suitable Thickness as per Vendor Standard (Minimum Thickness= 2 mm),with Bolt ,Nut & Washer(Flat& Spring) and etc. | Kherad | Vndor to advice
2689 | Conduit | 42 | - | Conduit | 20 | 300 |  |  |  | 300 | Steel Conduit, Rigid Hot Dip Galvanized of both inside and outside, Average thickness 75 Micron as per ASTM A123, with metric threads of ISO form according to IEC 60423, Heavy gauge, Seamless type, One Coupling and one cap at each end, Conduit length 3m, Screwed externally. | Kherad
2690 | Conduit | 42 | - | Conduit | 25 | 100 |  |  |  | 100 | Steel Conduit, Rigid Hot Dip Galvanized of both inside and outside, Average thickness 75 Micron as per ASTM A123, with metric threads of ISO form according to IEC 60423, Heavy gauge, Seamless type, One Coupling and one cap at each end, Conduit length 3m, Screwed externally. | Kherad
2691 | Conduit | 42 | - | Conduit | 32 | 30 |  |  |  | 30 | Steel Conduit, Rigid Hot Dip Galvanized of both inside and outside, Average thickness 75 Micron as per ASTM A123, with metric threads of ISO form according to IEC 60423, Heavy gauge, Seamless type, One Coupling and one cap at each end, Conduit length 3m, Screwed externally. | Kherad
2692 | Conduit | 42 | - | Conduit | 40 | 20 |  |  |  | 20 | Steel Conduit, Rigid Hot Dip Galvanized of both inside and outside, Average thickness 75 Micron as per ASTM A123, with metric threads of ISO form according to IEC 60423, Heavy gauge, Seamless type, One Coupling and one cap at each end, Conduit length 3m, Screwed externally. | Kherad
2693 | Gland | 42 | - | Cable Gland | 75mm | 12 |  |  |  | 12 | Cable gland-M75 , Ex type gland, with elastomeric gland shroud, with inner & outer seals for cable 0.6/1kv XLPE insulated galvanized wire armoured, Leed , pvc outer sheat and conductor size 3x185 (Cu/PVC/ISCR/OSCR/Lsh/SWA/PVC) | Kherad | BY OTHERS
2694 | Gland | 42 | - | Cable Gland | 75mm | 8 |  |  |  | 8 | Cable gland-M75 , Ex type gland, with elastomeric gland shroud, with inner & outer seals for cable 0.6/1kv XLPE insulated galvanized wire armoured, Leed , pvc outer sheat and conductor size 3x240 (Cu/PVC/ISCR/OSCR/Lsh/SWA/PVC) | Kherad | BY OTHERS
2695 | Gland | 42 | - | Cable Gland | 75mm | 2 |  |  |  | 2 | Cable gland-M75 , industeial type gland, with elastomeric gland shroud, with inner & outer seals for cable 0.6/1kv XLPE insulated galvanized wire armoured, pvc outer sheat and conductor size 3x185+95 (Cu/PVC/ISCR/SWA/PVC) | Kherad | BY OTHERS
2696 | Gland | 42 | - | Cable Gland | 75mm | 12 |  |  |  | 12 | Cable gland-M75 , industeial type gland, with elastomeric gland shroud, with inner & outer seals for cable 0.6/1kv XLPE insulated galvanized wire armoured, Leed , pvc outer sheat and conductor size 3x185 (Cu/PVC/ISCR/OSCR/Lsh/SWA/PVC) | Kherad | BY OTHERS
2697 | Gland | 42 | - | Cable Gland | 50mm | 2 |  |  |  | 2 | Cable gland-M50 , industeial type gland, with elastomeric gland shroud, with inner & outer seals for cable 0.6/1kv XLPE insulated galvanized wire armoured, Leed , pvc outer sheat and conductor size 3x50+25 (Cu/XLPE/Lsh/SWA/PVC) | Kherad | BY OTHERS
2698 | Gland | 42 | - | Cable Gland | 40mm | 6 |  |  |  | 6 | Cable gland-M40 , industeial type gland, with elastomeric gland shroud, with inner & outer seals for cable 0.6/1kv XLPE insulated galvanized wire armoured, Leed , pvc outer sheat and conductor size 3x25+16 (Cu/XLPE/Lsh/SWA/PVC) | Kherad | BY OTHERS
2699 | Gland | 42 | - | Cable Gland | 32mm | 4 |  |  |  | 4 | Cable gland-M32 , Ex type gland, with elastomeric gland shroud, with inner & outer seals for cable 0.6/1kv XLPE insulated galvanized wire armoured, Leed , pvc outer sheat and conductor size 12x2.5 (Cu/PVC/ISCR/OSCR/Lsh/SWA/PVC) | Kherad | BY OTHERS
2700 | Gland | 42 | - | Cable Gland | 32mm | 4 |  |  |  | 4 | Cable gland-M32 , industeial type gland, with elastomeric gland shroud, with inner & outer seals for cable 0.6/1kv XLPE insulated galvanized wire armoured, Leed , pvc outer sheat and conductor size 12x2.5 (Cu/PVC/ISCR/OSCR/Lsh/SWA/PVC) | Kherad | BY OTHERS
2701 | Gland | 42 | - | Cable Gland | 32mm | 4 |  |  |  | 4 | Cable gland-M32 , Ex type gland, with elastomeric gland shroud, with inner & outer seals for cable 0.6/1kv XLPE insulated galvanized wire armoured, Leed , pvc outer sheat and conductor size 6Tx0.75 (Cu/PVC/ISCR/OSCR/Lsh/SWA/PVC) | Kherad | BY OTHERS
2702 | Gland | 42 | - | Cable Gland | 32mm | 4 |  |  |  | 4 | Cable gland-M32 , industeial type gland, with elastomeric gland shroud, with inner & outer seals for cable 0.6/1kv XLPE insulated galvanized wire armoured, Leed , pvc outer sheat and conductor size 6Tx0.75(Cu/PVC/ISCR/OSCR/Lsh/SWA/PVC) | Kherad | BY OTHERS
2703 | Gland | 42 | - | Cable Gland | 32mm | 2 |  |  |  | 2 | Cable gland-M32 , industeial type gland, with elastomeric gland shroud, with inner & outer seals for cable 0.6/1kv XLPE insulated galvanized wire armoured, Leed , pvc outer sheat and conductor size 4x6 (Cu/XLPE/Lsh/SWA/PVC) | Kherad | BY OTHERS
2704 | Gland | 42 | - | Cable Gland | 32mm | 8 |  |  |  | 8 | Cable gland-M32 , industeial type gland, with elastomeric gland shroud, with inner & outer seals for cable 0.6/1kv XLPE insulated galvanized wire armoured, Leed , pvc outer sheat and conductor size 4x10 & 4x16 (Cu/XLPE/Lsh/SWA/PVC) | Kherad | BY OTHERS
2705 | Gland | 42 | - | Cable Gland | 32mm | 8 |  |  |  | 8 | Cable gland-M32 , industeial type gland, with elastomeric gland shroud, with inner & outer seals for cable 0.6/1kv XLPE insulated galvanized wire armoured, Leed , pvc outer sheat and conductor size 4x10 & 4x16 (Cu/XLPE/Lsh/SWA/PVC) | Kherad | BY OTHERS
2706 | Gland | 42 | - | Cable Gland | 25mm | 6 |  |  |  | 6 | Cable gland-M25 , industeial type gland, with elastomeric gland shroud, with inner & outer seals for cable 0.6/1kv XLPE insulated galvanized wire armoured, Leed , pvc outer sheat and conductor size 4x6 (Cu/XLPE/Lsh/SWA/PVC) | Kherad | BY OTHERS
2707 | Gland | 42 | - | Cable Gland | 25mm | 14 |  |  |  | 14 | Cable gland-M25 , industeial type gland, with elastomeric gland shroud, with inner & outer seals for cable 0.6/1kv XLPE insulated galvanized wire armoured, pvc outer sheat and conductor size 5x4 (Cu/XLPE/SWA/PVC) | Kherad | 12No. : In package
2708 | Gland | 42 | - | Cable Gland | 20mm | 38 |  |  |  | 38 | Cable gland-M20 , industeial type gland, with elastomeric gland shroud, with inner & outer seals for cable 0.6/1kv XLPE insulated galvanized wire armoured, pvc outer sheat and conductor size 5x4 (Cu/XLPE/SWA/PVC) | Kherad | In package
2709 | Gland | 42 | - | Cable Gland | 20mm | 110 |  |  |  | 110 | Cable gland-M20 , Ex type gland, with elastomeric gland shroud, with inner & outer seals for cable 0.6/1kv XLPE insulated galvanized wire armoured, pvc outer sheat and conductor (Cu/PVC/SWA/PVC) | Kherad | Lighting system
2710 | Gland | 42 | - | Cable Gland | 32mm | 25 |  |  |  | 25 | Cable gland-M32 , industeial type gland, with elastomeric gland shroud, with inner & outer seals for cable 0.6/1kv XLPE insulated galvanized wire armoured, pvc outer sheat and conductor (Cu/PVC/SWA/PVC) | Kherad | Lighting system
2711 | Panel | 42 | - | Normal Lighting Panel | 3PH | 1 |  |  |  | 1 | U42-BD-40-08-NLP01, Normal Lighting Panel, 400/230 V (3PH+N+PE), Outdoor and Indoor type, IP42, 10 kA/1 Sec., Metalic Body, Front access, Standing on Steel Structure, Complete with Incoming and Outgoing Feeder Circuits, Labels and etc as per relevant documents(1071-02ME003-ME-VSLD-4755-002).Vendor should supply all of the Materials, Equipment & accessories (Including Nuts, Bolts and Fixing accessories) & on the Steel Structure tools required for complete Installation. | Kherad | For Safe Area
2712 | Panel | 42 | - | Emergency Lighting Panel | 3PH | 1 |  |  |  | 1 | U42-BD-40-08-ELP01, Emergency Lighting Panel, 400/230 V (3PH+N+PE), Outdoor and Indoor type, IP42, 10 kA/1 Sec., Metalic Body, Front access, Standing on Steel Structure, Complete with Incoming and Outgoing Feeder Circuits, Labels and etc as per relevant documents(1071-02ME003-ME-VSLD-4755-002).Vendor should supply all of the Materials, Equipment & accessories (Including Nuts, Bolts and Fixing accessories) & on the Steel Structure tools required for complete Installation. | Kherad | For Safe Area
2713 | Panel | 42 | - | Normal Lighting Panel | 3PH | 1 |  |  |  | 1 | U42-NLP03, Normal Lighting Panel, 400/230 V (3PH+N+PE), Outdoor and Indoor type, IP42, 10 kA/1 Sec., Metalic Body, Front access, Standing on Steel Structure, Complete with Incoming and Outgoing Feeder Circuits, Labels and etc as per relevant documents(1071-02ME003-ME-VSLD-4755-002).Vendor should supply all of the Materials, Equipment & accessories (Including Nuts, Bolts and Fixing accessories) & on the Steel Structure tools required for complete Installation. | Kherad | For Safe Area
2714 | Panel | 42 | - | Emergency Lighting Panel | 3PH | 1 |  |  |  | 1 | U42-ELP03, Emergency Lighting Panel, 400/230 V (3PH+N+PE), Outdoor and Indoor type, IP42, 10 kA/1 Sec., Metalic Body, Front access, Standing on Steel Structure, Complete with Incoming and Outgoing Feeder Circuits, Labels and etc as per relevant documents(1071-02ME003-ME-VSLD-4755-002).Vendor should supply all of the Materials, Equipment & accessories (Including Nuts, Bolts and Fixing accessories) & on the Steel Structure tools required for complete Installation. | Kherad | For Safe Area
2715 | Panel | 42 | - | Normal Lighting Panel | 3PH | 1 |  |  |  | 1 | U42-NLP-04, Normal Lighting Panel, 400/230 V (3PH+N+PE), Outdoor and weather proof type, IP55W, 10 kA/1 Sec., Metalic Body, Front access, Standing on Steel Structure, Complete with Incoming and Outgoing Feeder Circuits, Labels and etc as per relevant documents. Vendor should supply all of the Materials, Equipment & accessories (Including Nuts, Bolts and Fixing accessories) & on the Steel Structure tools required for complete Installation. | Kherad | For Safe Area
2716 | Panel | 42 | - | Normal Lighting Panel | 3PH | 1 |  |  |  | 1 | U42-ELP-04, Normal Lighting Panel, 400/230 V (3PH+N+PE), Outdoor and weather proof type, IP55W, 10 kA/1 Sec., Metalic Body, Front access, Standing on Steel Structure, Complete with Incoming and Outgoing Feeder Circuits, Labels and etc as per relevant documents. Vendor should supply all of the Materials, Equipment & accessories (Including Nuts, Bolts and Fixing accessories) & on the Steel Structure tools required for complete Installation. | Kherad | For Safe Area
2717 | Cable | COOLING TOWER | - | LV | 4*4 | 115 |  |  |  | 115 | LV Power Cable, 0.6/1 KV, Multicore, Cu/XLPE/SWA/PVC, Plain annealed stranded compacted copper(Class 2) in accordance with IEC 60228, Sector shaped for conductors 50mm2 and larger, Black color outer sheath, as per IEC 60502-1. | Kherad
2718 | Cable | COOLING TOWER | - | LV | 5*4 | 75 |  |  |  | 75 | LV Power Cable, 0.6/1 KV, Multicore, Cu/XLPE/SWA/PVC, Plain annealed stranded compacted copper(Class 2) in accordance with IEC 60228, Sector shaped for conductors 50mm2 and larger, Black color outer sheath, as per IEC 60502-1. | Kherad
2719 | Cable | COOLING TOWER | - | LV | 4*6 | 1500 |  |  |  | 1500 | LV Power Cable, 0.6/1 KV, Multicore, Cu/XLPE/Lsh/SWA/PVC, Plain annealed stranded compacted copper(Class 2) in accordance with IEC 60228, Sector shaped for conductors 50mm2 and larger, Black color outer sheath, as per IEC 60502-1. | Kherad | BY OTHERS
2720 | Cable | COOLING TOWER | - | LV | 4*10 | 1500 |  |  |  | 1500 | LV Power Cable, 0.6/1 KV, Multicore, Cu/XLPE/Lsh/SWA/PVC, Plain annealed stranded compacted copper(Class 2) in accordance with IEC 60228, Sector shaped for conductors 50mm2 and larger, Black color outer sheath, as per IEC 60502-1. | Kherad | BY OTHERS
2721 | Cable | COOLING TOWER | - | LV | 4*16 | 500 |  |  |  | 500 | LV Power Cable, 0.6/1 KV, Multicore, Cu/XLPE/Lsh/SWA/PVC, Plain annealed stranded compacted copper(Class 2) in accordance with IEC 60228, Sector shaped for conductors 50mm2 and larger, Black color outer sheath, as per IEC 60502-1. | Kherad | BY OTHERS
2722 | Cable | COOLING TOWER | - | LV | 3*25+16 | 1500 |  |  |  | 1500 | LV Power Cable, 0.6/1 KV, Multicore, Cu/XLPE/Lsh/SWA/PVC, Plain annealed stranded compacted copper(Class 2) in accordance with IEC 60228, Sector shaped for conductors 50mm2 and larger, Black color outer sheath, as per IEC 60502-1. | Kherad | BY OTHERS
2723 | Cable | COOLING TOWER | - | LV | 3*50+25 | 430 |  |  |  | 430 | LV Power Cable, 0.6/1 kV, Multicore, Cu/XLPE/Lsh/SWA/PVC, Plain annealed stranded compacted copper(Class 2) in accordance with IEC 60228, Sector shaped for conductors 50mm2 and larger, Black color outer sheath, as per IEC 60502-1. | Kherad | BY OTHERS
2724 | Cable | COOLING TOWER | - | LV | 3*185+95 | 430 |  |  |  | 430 | LV Power Cable, 0.6/1 kV, Multicore, Cu/XLPE/Lsh/SWA/PVC, Plain annealed stranded compacted copper(Class 2) in accordance with IEC 60228, Sector shaped for conductors 50mm2 and larger, Black color outer sheath, as per IEC 60502-1. | Kherad | BY OTHERS
2725 | Cable | COOLING TOWER | - | LV | 3*240 | 40 |  |  |  | 40 | LV Power Cable, 0.6/1 kV, Multicore, Cu/XLPE/Lsh/SWA/PVC, Plain annealed stranded compacted copper(Class 2) in accordance with IEC 60228, Sector shaped for conductors 50mm2 and larger, Black color outer sheath, as per IEC 60502-1. | Kherad | BY OTHERS
2726 | Cable | COOLING TOWER | - | LV | 3*240 | 20 |  |  |  | 20 | LV Power Cable, 0.6/1 kV, Multicore, Cu/XLPE/Lsh/SWA/PVC, Plain annealed stranded compacted copper(Class 2) in accordance with IEC 60228, Sector shaped for conductors 50mm2 and larger, Black color outer sheath, as per IEC 60502-1. | Kherad | FOR FUTURE - PHASE II (BY OTHERS)
2727 | Cable | COOLING TOWER | - | LV | 3*185 | 6120 |  |  |  | 6120 | LV Power Cable, 0.6/1 KV, Multicore, Cu/XLPE/OSCR/Lsh/SWA/PVC, Plain annealed stranded compacted copper(Class 2) in accordance with IEC 60228, Sector shaped for conductors 50mm2 and larger, Black color outer sheath, as per IEC 60502-1. With Overall Screen According to IEC 61800-3 | Kherad | BY OTHERS
2728 | Cable | COOLING TOWER | - | LV | 3*240 | 3420 |  |  |  | 3420 | LV Power Cable, 0.6/1 KV, Multicore, Cu/XLPE/OSCR/Lsh/SWA/PVC, Plain annealed stranded compacted copper(Class 2) in accordance with IEC 60228, Sector shaped for conductors 50mm2 and larger, Black color outer sheath, as per IEC 60502-1. With Overall Screen According to IEC 61800-3 | Kherad | FOR FUTURE - PHASE II (BY OTHERS)
2729 | Cable | COOLING TOWER | - | CONTROL | 12*2.5 | 1960 |  |  |  | 1960 | Control Cable, 0.6/1 KV, Multicore, Cu/XLPE/OSCR/Lsh/SWA/PVC, Plain annealed stranded compacted copper(Class 2) in accordance with IEC 60228, Sector shaped for conductors 50mm2 and larger, Black color outer sheath, as per IEC 60502-1. With Overall Screen According to IEC 61800-4 | Kherad | BY OTHERS
2730 | Cable | COOLING TOWER | - | CONTROL | 12*2.5 | 1100 |  |  |  | 1100 | Control Cable, 0.6/1 KV, Multicore, Cu/XLPE/OSCR/Lsh/SWA/PVC, Plain annealed stranded compacted copper(Class 2) in accordance with IEC 60228, Sector shaped for conductors 50mm2 and larger, Black color outer sheath, as per IEC 60502-1. With Overall Screen According to IEC 61800-4 | Kherad | FOR FUTURE - PHASE II (BY OTHERS)
2731 | Cable | COOLING TOWER | - | RTD | 6T*0.75 | 1960 |  |  |  | 1960 | RTD Cable, 0.35/0.5 KV, Multicore, Cu/PVC/ISCR/OSCR/Lsh/SWA/PVC, Flame-Retardant Cable; Galvanized Steel Wire Armored with Lead Sheath; Copper Core; PVC insulated; PVC sheathed; Plastic Coated Aluminum Tape, Individual Pair Shielded and Overall Shielded; 7 Strand Conductor; Long-term working temp. of conductor: 105°C; Drain Wire Light Blue | Kherad | BY OTHERS
2732 | Cable | COOLING TOWER | - | RTD | 6T*0.75 | 1100 |  |  |  | 1100 | RTD Cable, 0.35/0.5 KV, Multicore, Cu/PVC/ISCR/OSCR/Lsh/SWA/PVC, Flame-Retardant Cable; Galvanized Steel Wire Armored with Lead Sheath; Copper Core; PVC insulated; PVC sheathed; Plastic Coated Aluminum Tape, Individual Pair Shielded and Overall Shielded; 7 Strand Conductor; Long-term working temp. of conductor: 105°C; Drain Wire Light Blue | Kherad | FOR FUTURE - PHASE II (BY OTHERS)
2733 | Local Control Station | 42 | - | LCS | - | 4 |  |  |  | 4 | Local Control Station (LCS) Type A1; Exd IIB T3, IP65, C/W Red/Green Colored Start/Stop Push buttons, Ammeter with Compressed Range for 6 Times and Adjustable Red Pointer, Voltage Rating 230VAC, Padlockable and Spring return type, 2NO+2NC Contacts, Material Body Copper Free Aluminum or Cast Iron, Internal stainless steel parts,Terminal Strip suitable for 12x2.5 mm2 Cu/PVC/Bd/Lsh/Bd/SWA/PVC cable, Non-Corrosive Material Equipment for Nameplate and Stop/Start Indicating Labels, with Internal and External Earthing Lug with spring & plain washers, one M32 and one M25 Cables entries at bottom, with stop plug, Lugs for Fixing on Steel Support, Fixing and Installing Materials such as Screws, Nuts , Bolts, etc, Nameplate Fixed with Screws, Internal wiring according to the document No. 1071-O2ME003-ME-VDIA-4755-002; Wiring and Cinnection Diagrams.(Page No.: 17&18&19&20) | Kherad
2734 | LIGHTING | RIB-40-02 | - | FIXTURE | 2*36W | 8 | 0 | 0 | 0 | 8 | Indoor type, IP41 |  | مطابق Shortage اضاف شده است
2735 | LIGHTING | RIB-40-02 | - | FIXTURE | 2*36W | 3 | 0 | 0 | 0 | 3 | Indoor type, IP41(Battery Backup) |  | مطابق Shortage اضاف شده است
2736 | TRAY/LADDER | BD-40-02 | ETTL1CA1F203 | LADDER | 600*100 | 20 | 0 | 0 | 0 | 20 | Cable Ladder, Straight Form, Hot Dip Galvanized (Galvanized After Punching & Bending , With Average Thickness 75 Micron as per ASTM A123 or ISO 1461), Minimum Thickness 2 mm, Average Value of Load Calculation as manufacture's standard, Length 3 m, Width 600 mm, 100 mm Height, 200 mm Rung Spacing, Metal Sheet Thickness of Rung 2 mm (C-Profile), with 2 Inside Return Bends at the Edge of Cable Ladder. | U41 | مطابق Shortage اضاف شده است
2737 | TRAY/LADDER | BD-40-02 | ETTL1CA1D203 | LADDER | 400*100 | 20 | 0 | 0 | 0 | 20 | Cable Ladder, Straight Form, Hot Dip Galvanized (Galvanized After Punching & Bending , With Average Thickness 75 Micron as per ASTM A123 or ISO 1461), Minimum Thickness 2 mm, Average Value of Load Calculation as manufacture's standard, Length 3 m, Width 400 mm, 100 mm Height, 200 mm Rung Spacing, Metal Sheet Thickness of Rung 2 mm (C-Profile), with 2 Inside Return Bends at the Edge of Cable Ladder. | U41 | مطابق Shortage اضاف شده است
2738 | TRAY/LADDER | SS-40-03 | ETTL1CA1C203 | LADDER | 300*100 | 50 | 0 | 0 | 0 | 50 | Cable Ladder, Straight Form, Hot Dip Galvanized (Galvanized After Punching & Bending , With Average Thickness 75 Micron as per ASTM A123 or ISO 1461), Minimum Thickness 2 mm, Average Value of Load Calculation as manufacture's standard, Length 3 m, Width 300 mm, 100 mm Height, 200 mm Rung Spacing, Metal Sheet Thickness of Rung 2 mm (C-Profile), with 2 Inside Return Bends at the Edge of Cable Ladder. |  | مطابق Shortage اضاف شده است
2739 | TRAY/LADDER | SS-40-04 | ETTL1CA1C203 | LADDER | 300*100 | 50 | 0 | 0 | 0 | 50 | Cable Ladder, Straight Form, Hot Dip Galvanized (Galvanized After Punching & Bending , With Average Thickness 75 Micron as per ASTM A123 or ISO 1461), Minimum Thickness 2 mm, Average Value of Load Calculation as manufacture's standard, Length 3 m, Width 300 mm, 100 mm Height, 200 mm Rung Spacing, Metal Sheet Thickness of Rung 2 mm (C-Profile), with 2 Inside Return Bends at the Edge of Cable Ladder. |  | مطابق Shortage اضاف شده است
2740 | TRAY/LADDER | BD-40-02 | ETTL1CA1B203 | LADDER | 200*100 | 35 | 0 | 0 | 0 | 35 | Cable Ladder, Straight Form, Hot Dip Galvanized (Galvanized After Punching & Bending , With Average Thickness 75 Micron as per ASTM A123 or ISO 1461), Minimum Thickness 2 mm, Average Value of Load Calculation as manufacture's standard, Length 3 m, Width 200 mm, 100 mm Height, 200 mm Rung Spacing, Metal Sheet Thickness of Rung 2 mm (C-Profile), with 2 Inside Return Bends at the Edge of Cable Ladder Complete with Cover Plate made from the same material of ladder with minimum thickness 1.5 mm & Fixings Clip. | U41 | مطابق Shortage اضاف شده است
2741 | TRAY/LADDER | 35 | ETTF1CA1A513 | Tray | 100*50 | 100 | 0 | 0 | 0 | 100 | Cable Tray, Straight Form, Hot Dip Galvanized (Galvanized After Punching & Bending , With Average Thickness 75 Micron as per ASTM A123 or ISO 1461), Minimum Thickness 2 mm, Average Value of Load Calculation as manufacture's standard, Length 3 m, Width 100 mm, 50 mm Height, 200 mm Rung Spacing, Metal Sheet Thickness of Rung 2 mm (C-Profile), with 2 Inside Return Bends at the Edge of Cable Tray. |  | مطابق Shortage اضاف شده است
2742 | TRAY/LADDER | 51 | ETTF1CA1A513 | Tray | 100*50 | 100 | 0 | 0 | 0 | 100 | Cable Tray, Straight Form, Hot Dip Galvanized (Galvanized After Punching & Bending , With Average Thickness 75 Micron as per ASTM A123 or ISO 1461), Minimum Thickness 2 mm, Average Value of Load Calculation as manufacture's standard, Length 3 m, Width 100 mm, 50 mm Height, 200 mm Rung Spacing, Metal Sheet Thickness of Rung 2 mm (C-Profile), with 2 Inside Return Bends at the Edge of Cable Tray. |  | مطابق Shortage اضاف شده است
2743 | CABLE | RIB-40-01 | ECCQ1CCB0203DDD | LV | 3*2.5 | 800 | 0 | 0 | 0 | 800 | Cu/PVC/PVC |  | Added by Shortage List(CR,RIB=800m)
2744 | CABLE | RIB-40-02 | ECCQ1CCB0203EEE | LV | 3*4 | 2500 | 0 | 0 | 0 | 2500 | Cu/PVC/PVC |  | Added by Shortage List(CR,RIB=2500m)
2745 | CABLE | CR-40-01 | ICCN001B001000_07 | Earthing | 1*16 | 2000 | 2060 | 2060 | 0 | 0 | Copper core;PVC insulated(Green and Yellow）;Single thread conductor;1×16mm2,, |  | در پکینگ SEI آمده است
2746 | CABLE | CR-40-01 | ICCN001B001000_08 | Earthing | 1*25 | 1000 | 1046 | 1046 | 0 | 0 | Copper core;PVC insulated(Green and Yellow）;Single thread conductor;1×25mm2,, |  | در پکینگ SEI آمده است
2747 | CABLE | CR-40-01 | ICCN001B001000_09 | Earthing | 1*50 | 600 | 616 | 0 | 616 | 0 | Copper core;PVC insulated(Green and Yellow）;Single thread conductor;1×50mm2,, |  | در پکینگ SEI آمده است
2748 | CABLE | CR-40-02 | ICCN001B001000_07 | Earthing | 1*16 | 4000 | 4120 | 4120 | 0 | 0 | Copper core;PVC insulated(Green and Yellow）;Single thread conductor;1×16mm2,, |  | در پکینگ SEI آمده است
2749 | CABLE | CR-40-02 | ICCN001B001000_08 | Earthing | 1*25 | 1500 | 1546 | 1546 | 0 | 0 | Copper core;PVC insulated(Green and Yellow）;Single thread conductor;1×25mm2,, |  | در پکینگ SEI آمده است
2750 | CABLE | CR-40-02 | ICCN001B001000_09 | Earthing | 1*50 | 800 | 822 | 0 | 822 | 0 | Copper core;PVC insulated(Green and Yellow）;Single thread conductor;1×50mm2,, |  | در پکینگ SEI آمده است
2751 | CABLE | CR-40-03 | ICCN001B001000_07 | Earthing | 1*16 | 2000 | 2060 | 2060 | 0 | 0 | Copper core;PVC insulated(Green and Yellow）;Single thread conductor;1×16mm2,, |  | در پکینگ SEI آمده است
2752 | CABLE | CR-40-03 | ICCN001B001000_08 | Earthing | 1*25 | 1000 | 1046 | 1046 | 0 | 0 | Copper core;PVC insulated(Green and Yellow）;Single thread conductor;1×25mm2,, |  | در پکینگ SEI آمده است
2753 | CABLE | CR-40-03 | ICCN001B001000_09 | Earthing | 1*50 | 600 | 616 | 0 | 616 | 0 | Copper core;PVC insulated(Green and Yellow）;Single thread conductor;1×50mm2,, |  | در پکینگ SEI آمده است
2754 | CABLE | RIB-40-01 | ICCN001B001000_07 | Earthing | 1*16 | 1000 | 1030 | 1030 | 0 | 0 | Copper core;PVC insulated(Green and Yellow）;Single thread conductor;1×16mm2,, |  | در پکینگ SEI آمده است
2755 | CABLE | RIB-40-01 | ICCN001B001000_08 | Earthing | 1*25 | 500 | 500 | 500 | 0 | 0 | Copper core;PVC insulated(Green and Yellow）;Single thread conductor;1×25mm2,, |  | در پکینگ SEI آمده است
2756 | CABLE | RIB-40-01 | ICCN001B001000_09 | Earthing | 1*50 | 200 | 210 | 0 | 210 | 0 | Copper core;PVC insulated(Green and Yellow）;Single thread conductor;1×50mm2,, |  | در پکینگ SEI آمده است
2757 | CABLE | RIB-40-02 | ICCN001B001000_07 | Earthing | 1*16 | 2000 | 2060 | 2060 | 0 | 0 | Copper core;PVC insulated(Green and Yellow）;Single thread conductor;1×16mm2,, |  | در پکینگ SEI آمده است
2758 | CABLE | RIB-40-02 | ICCN001B001000_08 | Earthing | 1*25 | 1000 | 1046 | 1046 | 0 | 0 | Copper core;PVC insulated(Green and Yellow）;Single thread conductor;1×25mm2,, |  | در پکینگ SEI آمده است
2759 | CABLE | RIB-40-02 | ICCN001B001000_09 | Earthing | 1*50 | 400 | 416 | 0 | 416 | 0 | Copper core;PVC insulated(Green and Yellow）;Single thread conductor;1×50mm2,, |  | در پکینگ SEI آمده است
2760 | CABLE | RIB-40-03 | ICCN001B001000_07 | Earthing | 1*16 | 3000 | 3084 | 3084 | 0 | 0 | Copper core;PVC insulated(Green and Yellow）;Single thread conductor;1×16mm2,, |  | در پکینگ SEI آمده است
2761 | CABLE | RIB-40-03 | ICCN001B001000_08 | Earthing | 1*25 | 1296 | 1296 | 1296 | 0 | 0 | Copper core;PVC insulated(Green and Yellow）;Single thread conductor;1×25mm2,, |  | در پکینگ SEI آمده است
2762 | CABLE | RIB-40-03 | ICCN001B001000_09 | Earthing | 1*50 | 600 | 616 | 0 | 616 | 0 | Copper core;PVC insulated(Green and Yellow）;Single thread conductor;1×50mm2,, |  | در پکینگ SEI آمده است
2763 | CABLE | 41 | ECCT1CCB1104HHT | LV | 4*16 | 1000 | 0 | 0 | 0 | 1000 | LV Power Cable, 0.6/1 (1.2) kV, Multicore, Cu/XLPE/Bd/Lsh/Bd/SWA/PVC, Plain annealed stranded compacted copper(Class 2) in accordance with IEC 60228, Sector shaped for conductors 50mm2 and larger, Black color outer sheath, as per IEC 60502-1. | Unit 46 | مطابق Shortage اضاف شده است
2764 | CABLE | SS-40-05 | ECCV1CCB1104EET | LV | 4*4 | 400 | 0 | 0 | 0 | 400 | Cu/XLPE/Bd/SWA/PVC | Unit 46 | مطابق Shortage اضاف شده است
مطابق Shortage اضاف شده است

## Report(power)
Status Of Materials(Electrical)
| UNIT No. | Cable |  |  |  |  | Conduit |  |  |  |  | Ladder |  |  |  |  | Local Control Station
OPEN ART |  | MTO | Recived | Issue | Inventory | Shortage | MTO | Recived | Issue | Inventory | Shortage | MTO | Recived | Issue | Inventory | Shortage | MTO | Recived | Issue | Inventory | Shortage
| 51 | 158927 | 158127 | 153245 | 4048 | 800 | 3559 | 3560 | 2737 | 823 | 0 | 588 | 488 | 437 | 51 | 100 | 113 | 113 | 113 | 0 | 0 | 158930 | -3
| 55 | 36788 | 35988 | 33988 | 2000 | 800 | 1230 | 1230 | 618 | 612 | 0 | 55 | 55 | 30 | 25 | 0 | 17 | 17 | 17 | 0 | 0 | 36788 | 0
| 75 | 27821 | 26813 | 24684 | 2129 | 1008 | 525 | 525 | 478 | 47 | 0 | 0 | 0 | 0 | 0 | 0 | 19 | 19 | 19 | 0 | 0 | 27821 | 0
| Total | 223536 | 220928 | 211917 | 8177 | 2608 | 5314 | 5315 | 3833 | 1482 | 0 | 643 | 543 | 467 | 76 | 100 | 149 | 149 | 149 | 0 | 0
Utility | 20 | 20696 | 4974 | 0 | 4052 | 15722 | 74 | 74 | 0 | 74 | 0 | 104 | 0 | 0 | 0 | 104 | 4 | 4 | 0 | 4 | 0 | 20696 | 0
| 35 | 36398 | 33698 | 19159 | 14539 | 2700 | 313 | 313 | 187 | 126 | 0 | 307 | 307 | 307 | 0 | 0 | 6 | 6 | 0 | 6 | 0 | 36398 | 0
| 41 | 34252 | 33077 | 31893 | 1030 | 1175 | 463 | 463 | 334 | 129 | 0 | 74 | 74 | 17 | 57 | 0 | 8 | 8 | 0 | 8 | 0 | 34252 | 0
| 42 | 117111 | 93989 | 88758 | 605 | 23122 | 465 | 465 | 381 | 84 | 0 | 65 | 65 | 65 | 0 | 0 | 10 | 6 | 0 | 6 | 4 | 117111 | 0
| 43 | 13412 | 13112 | 1978 | 11134 | 300 | 74 | 74 | 13 | 61 | 0 | 12 | 12 | 12 | 0 | 0 | 0 | 0 | 0 | 0 | 0 | 13412 | 0
| 44 | 8066 | 7861 | 7488 | 170 | 205 | 172 | 172 | 166 | 6 | 0 | 43 | 43 | 39 | 4 | 0 | 1 | 0 | 0 | 0 | 1 | 8066 | 0
| 45 | 203308 | 165811 | 140464 | 25347 | 37497 | 0 | 0 | 0 | 0 | 0 | 0 | 0 | 0 | 0 | 0 | 0 | 0 | 0 | 0 | 0 | 203308 | 0
| 50 | 29377 | 26077 | 25294 | 783 | 3300 | 215 | 215 | 31 | 184 | 0 | 0 | 0 | 0 | 0 | 0 | 0 | 0 | 0 | 0 | 0 | 29377 | 0
| 61 | 10670 | 10430 | 10430 | 0 | 240 | 22 | 22 | 19 | 3 | 0 | 42 | 42 | 38 | 4 | 0 | 0 | 0 | 0 | 0 | 0 | 10670 | 0
| 96 | #VALUE! | 44516 | 17270 | 27246 | #VALUE! | 3175 | 3175 | 1197 | 1978 | 0 | 0 | 0 | 0 | 0 | 0 | 0 | 0 | 0 | 0 | 0 | #VALUE! | #VALUE!
| Total | 473290 | 389029 | 325464 | 57660 | 84261 | 1798 | 1798 | 1131 | 667 | 0 | 647 | 543 | 478 | 65 | 104 | 29 | 24 | 0 | 24 | 5
Process | 57 | #VALUE! | #VALUE! | #VALUE! | #VALUE! | #VALUE! | #VALUE! | #VALUE! | #VALUE! | #VALUE! | #VALUE! | #VALUE! | #VALUE! | #VALUE! | #VALUE! | #VALUE! | #VALUE! | #VALUE! | #VALUE! | #VALUE! | #VALUE! | #VALUE! | #VALUE!
| 58 | #VALUE! | #VALUE! | #VALUE! | #VALUE! | #VALUE! | #VALUE! | #VALUE! | #VALUE! | #VALUE! | #VALUE! | #VALUE! | #VALUE! | #VALUE! | #VALUE! | #VALUE! | #VALUE! | #VALUE! | #VALUE! | #VALUE! | #VALUE! | #VALUE! | #VALUE!
| 59 | #VALUE! | #VALUE! | #VALUE! | #VALUE! | #VALUE! | #VALUE! | #VALUE! | #VALUE! | #VALUE! | #VALUE! | #VALUE! | #VALUE! | #VALUE! | #VALUE! | #VALUE! | #VALUE! | #VALUE! | #VALUE! | #VALUE! | #VALUE! | #VALUE! | #VALUE!
| 78 | #VALUE! | #VALUE! | #VALUE! | #VALUE! | #VALUE! | #VALUE! | #VALUE! | #VALUE! | #VALUE! | #VALUE! | #VALUE! | #VALUE! | #VALUE! | #VALUE! | #VALUE! | #VALUE! | #VALUE! | #VALUE! | #VALUE! | #VALUE! | #VALUE! | #VALUE!
| 52 | #VALUE! | #VALUE! | #VALUE! | #VALUE! | #VALUE! | #VALUE! | #VALUE! | #VALUE! | #VALUE! | #VALUE! | #VALUE! | #VALUE! | #VALUE! | #VALUE! | #VALUE! | #VALUE! | #VALUE! | #VALUE! | #VALUE! | #VALUE! | #VALUE! | #VALUE!
| 56 | #VALUE! | #VALUE! | #VALUE! | #VALUE! | #VALUE! | #VALUE! | #VALUE! | #VALUE! | #VALUE! | #VALUE! | #VALUE! | #VALUE! | #VALUE! | #VALUE! | #VALUE! | #VALUE! | #VALUE! | #VALUE! | #VALUE! | #VALUE! | #VALUE! | #VALUE!
| Total | #VALUE! | #VALUE! | #VALUE! | #VALUE! | #VALUE! | #VALUE! | #VALUE! | #VALUE! | #VALUE! | #VALUE! | #VALUE! | #VALUE! | #VALUE! | #VALUE! | #VALUE! | #VALUE! | #VALUE! | #VALUE! | #VALUE! | #VALUE!
Buildings | SS-40-03 | 60715 | 58819 | 7514 | 51305 | 1896 | 1366 | 1366 | 528 | 838 | 0 | 1321 | 271 | 271 | 0 | 1050 | 0 | 0 | 0 | 0 | 0 | 60715 | 0
| SS-40-04 | 32922 | 32422 | 6744 | 25678 | 500 | 1408 | 1408 | 538 | 870 | 0 | 1296 | 246 | 246 | 0 | 1050 | 0 | 0 | 0 | 0 | 0 | 32922 | 0
| SS-40-05 | 42387 | 34596 | 10625 | 23971 | 7791 | 1280 | 1280 | 513 | 767 | 0 | 520 | 520 | 520 | 0 | 0 | 0 | 0 | 0 | 0 | 0 | 42387 | 0
| SS-40-09 | 38833 | 38833 | 24827 | 14006 | 0 | 1377 | 1377 | 661 | 716 | 0 | 936 | 936 | 925 | 11 | 0 | 0 | 0 | 0 | 0 | 0 | 38833 | 0
| RIB-40-01 | 4516 | 3716 | 3290 | 426 | 800 | 264 | 264 | 120 | 144 | 0 | 0 | 0 | 0 | 0 | 0 | 0 | 0 | 0 | 0 | 0 | 4516 | 0
| RIB-40-02 | 7742 | 5242 | 4610 | 632 | 2500 | 365 | 365 | 215 | 150 | 0 | 0 | 0 | 0 | 0 | 0 | 0 | 0 | 0 | 0 | 0 | 7742 | 0
| RIB-40-03 | 7398 | 7398 | 6446 | 952 | 0 | 423 | 423 | 279 | 144 | 0 | 0 | 0 | 0 | 0 | 0 | 0 | 0 | 0 | 0 | 0 | 7398 | 0
| CR-40-01 | 10312 | 10312 | 9187 | 1125 | 0 | 1338 | 1338 | 708 | 630 | 0 | 0 | 0 | 0 | 0 | 0 | 0 | 0 | 0 | 0 | 0 | 10312 | 0
| CR-40-02 | 12125 | 12125 | 10726 | 1399 | 0 | 1201 | 1201 | 468 | 733 | 0 | 0 | 0 | 0 | 0 | 0 | 0 | 0 | 0 | 0 | 0 | 12125 | 0
| CR-40-03 | 9286 | 9286 | 7934 | 1352 | 0 | 1165 | 1165 | 581 | 584 | 0 | 0 | 0 | 0 | 0 | 0 | 0 | 0 | 0 | 0 | 0 | 9286 | 0
| BD-40-02 | 1715 | 1715 | 275 | 1440 | 0 | 122 | 122 | 0 | 122 | 0 | 75 | 0 | 0 | 0 | 75 | 0 | 0 | 0 | 0 | 0 | 1715 | 0
| BD-40-10 | 4427 | 4427 | 967 | 3460 | 0 | 735 | 735 | 0 | 735 | 0 | 120 | 120 | 120 | 0 | 0 | 0 | 0 | 0 | 0 | 0 | 4427 | 0
| BD-40-11 | 1059 | 1059 | 234 | 825 | 0 | 120 | 120 | 0 | 120 | 0 | 0 | 0 | 0 | 0 | 0 | 0 | 0 | 0 | 0 | 0 | 1059 | 0
| BD-40-12 | 930 | 930 | 202 | 728 | 0 | 152 | 152 | 0 | 152 | 0 | 0 | 0 | 0 | 0 | 0 | 0 | 0 | 0 | 0 | 0 | 930 | 0
| Total | 234367 | 220880 | 93581 | 127299 | 13487 | 11316 | 11316 | 4611 | 6705 | 0 | 4268 | 2093 | 2082 | 11 | 2175 | 0 | 0 | 0 | 0 | 0
Total ODCC |  | 931193 | 830837 | 630962 | 193136 | 100356 | 18428 | 18429 | 9575 | 8854 | 0 | 5558 | 3179 | 3027 | 152 | 2379 | 178 | 173 | 149 | 24 | 5
Total SEI |  | #VALUE! | #VALUE! | #VALUE! | #VALUE! | #VALUE! | #VALUE! | #VALUE! | #VALUE! | #VALUE! | #VALUE! | #VALUE! | #VALUE! | #VALUE! | #VALUE! | #VALUE! | #VALUE! | #VALUE! | #VALUE! | #VALUE! | #VALUE!
Total Site |  | #VALUE! | #VALUE! | #VALUE! | #VALUE! | #VALUE! | #VALUE! | #VALUE! | #VALUE! | #VALUE! | #VALUE! | #VALUE! | #VALUE! | #VALUE! | #VALUE! | #VALUE! | #VALUE! | #VALUE! | #VALUE! | #VALUE! | #VALUE!

## Report(lighting)
Status Of Materials(Electrical)
| UNIT No. | Panel |  |  |  |  | Junction Box |  |  |  |  | Fixture |  |  |  |  | Lighting Pole
OPEN ART |  | MTO | Recived | Issue | Inventory | Shortage | MTO | Recived | Issue | Inventory | Shortage | MTO | Recived | Issue | Inventory | Shortage | MTO | Recived | Issue | Inventory | Shortage
| 51 | 5 | 5 | 5 | 0 | 0 | 1112 | 1112 | 827 | 285 | 0 | 1206 | 1206 | 861 | 345 | 0 | 1186 | 1086 | 883 | 203 | 100
| 55 | 3 | 3 | 3 | 0 | 0 | 268 | 268 | 244 | 24 | 0 | 286 | 286 | 66 | 220 | 0 | 206 | 206 | 55 | 151 | 0
| 75 | 1 | 1 | 1 | 0 | 0 | 321 | 321 | 261 | 60 | 0 | 331 | 331 | 57 | 274 | 0 | 299 | 264 | 162 | 102 | 35
| Total | 9 | 9 | 9 | 0 | 0 | 1701 | 1701 | 1332 | 369 | 0 | 1823 | 1823 | 984 | 839 | 0 | 1691 | 1556 | 1100 | 456 | 135
Utility | 20 | 4 | 0 | 0 | 0 | 4 | 26 | 26 | 0 | 26 | 0 | 33 | 33 | 0 | 33 | 0 | 30 | 11 | 0 | 11 | 19
| 35 | 9 | 9 | 6 | 3 | 0 | 67 | 64 | 62 | 2 | 3 | 91 | 91 | 86 | 5 | 0 | 32 | 32 | 31 | 1 | 0
| 41 | 3 | 0 | 0 | 0 | 3 | 168 | 168 | 146 | 22 | 0 | 229 | 229 | 196 | 33 | 0 | 130 | 130 | 26 | 104 | 0
| 42 | 12 | 0 | 0 | 0 | 12 | 135 | 135 | 131 | 4 | 0 | 153 | 153 | 114 | 39 | 0 | 40 | 40 | 19 | 21 | 0
| 43 | 3 | 3 | 3 | 0 | 0 | 35 | 33 | 30 | 3 | 2 | 44 | 44 | 2 | 42 | 0 | 31 | 31 | 31 | 0 | 0
| 44 | 0 | 0 | 0 | 0 | 0 | 77 | 60 | 57 | 3 | 17 | 112 | 112 | 98 | 14 | 0 | 27 | 27 | 27 | 0 | 0
| 45 | 0 | 0 | 0 | 0 | 0 | 0 | 0 | 0 | 0 | 0 | 0 | 0 | 0 | 0 | 0 | 0 | 0 | 0 | 0 | 0
| 50 | 14 | 10 | 10 | 0 | 4 | 238 | 238 | 210 | 28 | 0 | 240 | 230 | 192 | 38 | 10 | 240 | 225 | 192 | 33 | 15
| 61 | 3 | 3 | 3 | 0 | 0 | 82 | 63 | 61 | 2 | 19 | 93 | 93 | 75 | 18 | 0 | 7 | 7 | 3 | 4 | 0
| Total | 48 | 25 | 22 | 3 | 23 | 828 | 787 | 697 | 90 | 41 | 995 | 985 | 763 | 222 | 10 | 537 | 503 | 329 | 174 | 34
Buildings | SS-40-03 | 168 | 30 | 3 | 27 | 138 | 141 | 130 | 91 | 39 | 11 | 273 | 268 | 227 | 41 | 5 | 0 | 0 | 0 | 0 | 0
| SS-40-04 | 166 | 34 | 3 | 31 | 132 | 127 | 115 | 70 | 45 | 12 | 235 | 229 | 180 | 49 | 6 | 0 | 0 | 0 | 0 | 0
| SS-40-05 | 163 | 2415 | 2397 | 18 | -2252 | 145 | 131 | 90 | 41 | 14 | 198 | 193 | 143 | 50 | 5 | 0 | 0 | 0 | 0 | 0
| SS-40-09 | 182 | 174 | 154 | 20 | 8 | 161 | 148 | 95 | 53 | 13 | 271 | 265 | 222 | 43 | 6 | 0 | 0 | 0 | 0 | 0
| RIB-40-01 | 3 | 3 | 3 | 0 | 0 | 35 | 19 | 19 | 0 | 16 | 66 | 63 | 59 | 4 | 3 | 0 | 0 | 0 | 0 | 0
| RIB-40-02 | 3 | 3 | 3 | 0 | 0 | 39 | 37 | 35 | 2 | 2 | 89 | 75 | 69 | 6 | 14 | 0 | 0 | 0 | 0 | 0
| RIB-40-03 | 3 | 3 | 3 | 0 | 0 | 45 | 44 | 42 | 2 | 1 | 143 | 140 | 129 | 11 | 3 | 0 | 0 | 0 | 0 | 0
| CR-40-01 | 3 | 3 | 3 | 0 | 0 | 135 | 135 | 120 | 15 | 0 | 282 | 268 | 254 | 14 | 14 | 0 | 0 | 0 | 0 | 0
| CR-40-02 | 3 | 3 | 3 | 0 | 0 | 125 | 123 | 107 | 16 | 2 | 266 | 251 | 242 | 9 | 15 | 0 | 0 | 0 | 0 | 0
| CR-40-03 | 3 | 3 | 3 | 0 | 0 | 91 | 91 | 82 | 9 | 0 | 252 | 239 | 231 | 8 | 13 | 0 | 0 | 0 | 0 | 0
| Total | 697 | 2671 | 2575 | 96 | -1974 | 1044 | 973 | 751 | 222 | 71 | 2075 | 1991 | 1756 | 235 | 84 | 0 | 0 | 0 | 0 | 0
Total |  | 754 | 2705 | 2606 | 99 | -1951 | 3573 | 3461 | 2780 | 681 | 112 | 4893 | 4799 | 3503 | 1296 | 94 | 2228 | 2059 | 1429 | 630 | 169

## Report(Cable)
Status Of Cable(Electrical)
| Cable | [16 empty] | Total
| UNIT No. | MV |  |  |  | LV |  |  |  | Control |  |  |  | Earthing
IGC |  | MTO | Recived | Issue | Shortage | MTO | Recived | Issue | Shortage | MTO | Recived | Issue | Shortage | MTO | Recived | Issue | Shortage | MTO | Recived | Issue | Shortage
| 20 | 930 | 0 | 0 | 930 | 14126 | 2023 | 2023 | 12103 | 5640 | 2951 | 2951 | 2689 | 0 | 0 | 0 | 0 | 20696 | 4974 | 4974 | 15722
| 51 | 13075 | 13075 | 13075 | 0 | 81474 | 80674 | 80674 | 800 | 50457 | 50457 | 50457 | 0 | 13924 | 13924 | 13924 | 0 | 158930 | 158130 | 158130 | 800
| 55 | 0 | 0 | 0 | 0 | 26234 | 25434 | 25434 | 800 | 7707 | 7707 | 7707 | 0 | 2847 | 2847 | 2847 | 0 | 36788 | 35988 | 35988 | 800
| 75 | 1014 | 1014 | 1014 | 0 | 15646 | 15646 | 15646 | 0 | 8488 | 7480 | 7480 | 1008 | 2673 | 2673 | 2673 | 0 | 27821 | 26813 | 26813 | 1008
| 45 | 24302 | 24302 | 24302 | 0 | 0 | 0 | 0 | 0 | 12955 | 4905 | 4905 | 8050 | 5396 | 5396 | 5396 | 0 | 42653 | 34603 | 34603 | 8050
| 50 | 0 | 0 | 0 | 0 | 6179 | 5179 | 5179 | 1000 | 0 | 0 | 0 | 0 | 530 | 530 | 530 | 0 | 6709 | 5709 | 5709 | 1000
| 96 | 0 | 0 | 0 | 0 | #VALUE! | #VALUE! | #VALUE! | #VALUE! | #VALUE! | #VALUE! | #VALUE! | #VALUE! | 0 | 0 | 0 | 0 | #VALUE! | #VALUE! | #VALUE! | #VALUE!
| SS-40-03 | 2972 | 2972 | 0 | 0 | 28871 | 28871 | 28871 | 0 | 22998 | 21102 | 21102 | 1896 | 5874 | 5874 | 5874 | 0 | 60715 | 58819 | 55847 | 1896
| SS-40-04 | 1916 | 1916 | 0 | 0 | 15789 | 15289 | 15289 | 500 | 12805 | 12805 | 12805 | 0 | 2412 | 2412 | 2412 | 0 | 32922 | 32422 | 30506 | 500
| SS-40-05 | 3664 | 3664 | 0 | 0 | 24114 | 17752 | 17752 | 6362 | 12576 | 11147 | 11147 | 1429 | 2033 | 2033 | 2033 | 0 | 42387 | 34596 | 30932 | 7791
| SS-40-09 | 3241 | 3241 | 3241 | 0 | 31953 | 31953 | 31953 | 0 | 1695 | 1695 | 1695 | 0 | 1944 | 1944 | 1944 | 0 | 38833 | 38833 | 38833 | 0
| RIB-40-01 | 0 | 0 | 0 | 0 | 2282 | 1482 | 1482 | 800 | 0 | 0 | 0 | 0 | 2234 | 2234 | 2234 | 0 | 4516 | 3716 | 3716 | 800
| RIB-40-02 | 0 | 0 | 0 | 0 | 3635 | 1135 | 1135 | 2500 | 0 | 0 | 0 | 0 | 4107 | 4107 | 4107 | 0 | 7742 | 5242 | 5242 | 2500
| RIB-40-03 | 0 | 0 | 0 | 0 | 1757 | 1757 | 1757 | 0 | 0 | 0 | 0 | 0 | 5641 | 5641 | 5641 | 0 | 7398 | 7398 | 7398 | 0
| CR-40-01 | 0 | 0 | 0 | 0 | 5235 | 5235 | 5235 | 0 | 0 | 0 | 0 | 0 | 5077 | 5077 | 5077 | 0 | 10312 | 10312 | 10312 | 0
| CR-40-02 | 0 | 0 | 0 | 0 | 4509 | 4509 | 4509 | 0 | 0 | 0 | 0 | 0 | 7616 | 7616 | 7616 | 0 | 12125 | 12125 | 12125 | 0
| CR-40-03 | 0 | 0 | 0 | 0 | 4205 | 4205 | 4205 | 0 | 0 | 0 | 0 | 0 | 5081 | 5081 | 5081 | 0 | 9286 | 9286 | 9286 | 0
| Total | 51114 | 50184 | 41632 | 930 | #VALUE! | #VALUE! | #VALUE! | #VALUE! | #VALUE! | #VALUE! | #VALUE! | #VALUE! | 67389 | 67389 | 67389 | 0 | #VALUE! | #VALUE! | #VALUE! | #VALUE!
Abad Rahan | 35 | 0 | 0 | 0 | 0 | 26140 | 23440 | 23440 | 2700 | 8909 | 8909 | 8909 | 0 | 1349 | 1349 | 1349 | 0 | 36398 | 33698 | 33698 | 2700
| 41 | 174 | 174 | 174 | 0 | 23759 | 22759 | 22759 | 1000 | 7106 | 6931 | 6931 | 175 | 3213 | 3213 | 3213 | 0 | 34252 | 33077 | 33077 | 1175
| BD-40-02 | 0 | 0 | 0 | 0 | 1452 | 1452 | 1452 | 0 | 0 | 0 | 0 | 0 | 263 | 263 | 263 | 0 | 1715 | 1715 | 1715 | 0
| 42 | 3287 | 3287 | 3287 | 0 | 70844 | 58642 | 58642 | 12202 | 39719 | 28799 | 28799 | 10920 | 3261 | 3261 | 3261 | 0 | 117111 | 93989 | 93989 | 23122
| BD-40-10 | 0 | 0 | 0 | 0 | 3655 | 3655 | 3655 | 0 | 0 | 0 | 0 | 0 | 772 | 772 | 772 | 0 | 4427 | 4427 | 4427 | 0
| BD-40-11 | 0 | 0 | 0 | 0 | 833 | 833 | 833 | 0 | 0 | 0 | 0 | 0 | 226 | 226 | 226 | 0 | 1059 | 1059 | 1059 | 0
| BD-40-12 | 0 | 0 | 0 | 0 | 728 | 728 | 728 | 0 | 0 | 0 | 0 | 0 | 202 | 202 | 202 | 0 | 930 | 930 | 930 | 0
| 43 | 0 | 0 | 0 | 0 | 8435 | 8135 | 8135 | 300 | 3627 | 3627 | 3627 | 0 | 1350 | 1350 | 1350 | 0 | 13412 | 13112 | 13112 | 300
| 44 | 216 | 216 | 216 | 0 | 6061 | 6061 | 6061 | 0 | 619 | 414 | 414 | 205 | 1170 | 1170 | 1170 | 0 | 8066 | 7861 | 7861 | 205
| 45 | 79687 | 79687 | 79687 | 0 | 0 | 0 | 0 | 0 | 48419 | 18972 | 18972 | 29447 | 32549 | 32549 | 32549 | 0 | 160655 | 131208 | 131208 | 29447
| 50 | 0 | 0 | 0 | 0 | 10155 | 9155 | 9155 | 1000 | 0 | 0 | 0 | 0 | 750 | 750 | 405 | 0 | 10905 | 9905 | 9560 | 1000
| 61 | 391 | 251 | 251 | 140 | 9079 | 8979 | 8979 | 100 | 256 | 256 | 256 | 0 | 944 | 944 | 944 | 0 | 10670 | 10430 | 10430 | 240
| 96 | 0 | 0 | 0 | 0 | #VALUE! | #VALUE! | #VALUE! | #VALUE! | #VALUE! | #VALUE! | #VALUE! | #VALUE! | 0 | 0 | 0 | 0 | #VALUE! | #VALUE! | #VALUE! | #VALUE!
| Total | 83755 | 83615 | 83615 | 140 | #VALUE! | #VALUE! | #VALUE! | #VALUE! | #VALUE! | #VALUE! | #VALUE! | #VALUE! | 46049 | 46049 | 45704 | 0 | #VALUE! | #VALUE! | #VALUE! | #VALUE!
Exir | 57 | #VALUE! | #VALUE! | #VALUE! | #VALUE! | #VALUE! | #VALUE! | #VALUE! | #VALUE! | #VALUE! | #VALUE! | #VALUE! | #VALUE! | #VALUE! | #VALUE! | #VALUE! | #VALUE! | #VALUE! | #VALUE! | #VALUE! | #VALUE!
| 58 | #VALUE! | #VALUE! | #VALUE! | #VALUE! | #VALUE! | #VALUE! | #VALUE! | #VALUE! | #VALUE! | #VALUE! | #VALUE! | #VALUE! | #VALUE! | #VALUE! | #VALUE! | #VALUE! | #VALUE! | #VALUE! | #VALUE! | #VALUE!
| 59 | #VALUE! | #VALUE! | #VALUE! | #VALUE! | #VALUE! | #VALUE! | #VALUE! | #VALUE! | #VALUE! | #VALUE! | #VALUE! | #VALUE! | #VALUE! | #VALUE! | #VALUE! | #VALUE! | #VALUE! | #VALUE! | #VALUE! | #VALUE!
| 78 | #VALUE! | #VALUE! | #VALUE! | #VALUE! | #VALUE! | #VALUE! | #VALUE! | #VALUE! | #VALUE! | #VALUE! | #VALUE! | #VALUE! | #VALUE! | #VALUE! | #VALUE! | #VALUE! | #VALUE! | #VALUE! | #VALUE! | #VALUE!
| 50 | 0 | 0 | 0 | 0 | 6176 | 5476 | 5476 | 700 | 0 | 0 | 0 | 0 | 660 | 660 | 255 | 0 | 6836 | 6136 | 5731 | 700
| 96 | 0 | 0 | 0 | 0 | #VALUE! | #VALUE! | #VALUE! | #VALUE! | #VALUE! | #VALUE! | #VALUE! | #VALUE! | 0 | 0 | 0 | 0 | #VALUE! | #VALUE! | #VALUE! | #VALUE!
| Total | #VALUE! | #VALUE! | #VALUE! | #VALUE! | #VALUE! | #VALUE! | #VALUE! | #VALUE! | #VALUE! | #VALUE! | #VALUE! | #VALUE! | #VALUE! | #VALUE! | #VALUE! | #VALUE! | #VALUE! | #VALUE! | #VALUE! | #VALUE!
Sekaf | 52 | #VALUE! | #VALUE! | #VALUE! | #VALUE! | #VALUE! | #VALUE! | #VALUE! | #VALUE! | #VALUE! | #VALUE! | #VALUE! | #VALUE! | #VALUE! | #VALUE! | #VALUE! | #VALUE! | #VALUE! | #VALUE! | #VALUE! | #VALUE!
| 56 | #VALUE! | #VALUE! | #VALUE! | #VALUE! | #VALUE! | #VALUE! | #VALUE! | #VALUE! | #VALUE! | #VALUE! | #VALUE! | #VALUE! | #VALUE! | #VALUE! | #VALUE! | #VALUE! | #VALUE! | #VALUE! | #VALUE! | #VALUE!
| 50 | 0 | 0 | 0 | 0 | 4307 | 3707 | 3707 | 600 | 0 | 0 | 0 | 0 | 620 | 620 | 225 | 0 | 4927 | 4327 | 3932 | 600
| 96 | 0 | 0 | 0 | 0 | #VALUE! | #VALUE! | #VALUE! | #VALUE! | #VALUE! | #VALUE! | #VALUE! | #VALUE! | 0 | 0 | 0 | 0 | #VALUE! | #VALUE! | #VALUE! | #VALUE!
| Total | #VALUE! | #VALUE! | #VALUE! | #VALUE! | #VALUE! | #VALUE! | #VALUE! | #VALUE! | #VALUE! | #VALUE! | #VALUE! | #VALUE! | #VALUE! | #VALUE! | #VALUE! | #VALUE! | #VALUE! | #VALUE! | #VALUE! | #VALUE!
Total ODCC(IGC-ARP) |  | 134869 | 133799 | 125247 | 1070 | #VALUE! | #VALUE! | #VALUE! | #VALUE! | #VALUE! | #VALUE! | #VALUE! | #VALUE! | 113438 | 113438 | 113093 | 0 | #VALUE! | #VALUE! | #VALUE! | #VALUE!
Total SEI(Exr-Sek) |  | #VALUE! | #VALUE! | #VALUE! | #VALUE! | #VALUE! | #VALUE! | #VALUE! | #VALUE! | #VALUE! | #VALUE! | #VALUE! | #VALUE! | #VALUE! | #VALUE! | #VALUE! | #VALUE! | #VALUE! | #VALUE! | #VALUE! | #VALUE!
Total Site |  | #VALUE! | #VALUE! | #VALUE! | #VALUE! | #VALUE! | #VALUE! | #VALUE! | #VALUE! | #VALUE! | #VALUE! | #VALUE! | #VALUE! | #VALUE! | #VALUE! | #VALUE! | #VALUE! | #VALUE! | #VALUE! | #VALUE! | #VALUE!

## Sheet1
UNIT | ITEM CODE | TAG NO. | DESCRIPTION | SIZE | P/L QTY | QTY UNIT | REMARK
42 | ECCT1CCB1103FTT | U42-XLSV-01-3-A3-02 | N2XKYRGBY-O 3*6 MM2 RM | 3*6 | 1360 | meter | MTR TO C-7501
42 | ECCT1CCB1103FTT | U42-XLSV-01-3-A3-03 | N2XKYRGBY-O 3*6 MM2 RM | 3*6 | 1230 | meter | MTR TO C-7501
42 | ECCT1CCB1103FTT | U42-XLSV-01-3-A3-07 | N2XKYRGBY-O 3*6 MM2 RM | 3*6 | 1230 | meter | MTR TO C-7501
42 | ECCT1CCB1103FTT | U42-XLSV-01-3-A3-08 | N2XKYRGBY-O 3*6 MM2 RM | 3*6 | 1230 | meter | MTR TO C-7501
42 | ECCT1CCB1103GTT | U42-XLSV-01-3-A4-01 | N2XKYRGBY-O 3*10 MM2 RM | 3*10 | 751 | meter | MTR TO C-7501
41 | ECCT1CCB1103GTT | U41-XLSV-01-3-A4-01 | N2XKYRGBY-O 3*10 MM2 RM | 3*10 | 924 | meter | MTR TO C-7501
SS-40-03 | ECCT1CCB1103HTT | U48/03-XLSV-01-3-A5-01 | N2XKYRGBY-O 3*16 MM2 SM | 3*16 | 1030 | meter | MTR TO C-7501
57 | ECCT1CCB1103HTT | U57-XLSV-01-3-A5-01 | N2XKYRGBY-O 3*16 MM2 SM | 3*16 | 1017 | meter | MTR TO C-7501